## Program
Table = CEDR.SamplingEvent.Program
ProgramId | ProgramIdentifier | ProgramName
1 | BIOMON | Biological Monitoring Programs
2 | NTWQM | Nontidal Water Quality Monitoring Program
3 | POINT | Point Source Monitoring Programs
4 | SWM | Shallow Water Monitoring Programs
5 | TOXICS | Toxics Monitoring Programs
6 | TWQM | Tidal Water Quality Monitoring Program

## Project
Table = CEDR.SamplingEvent.Project
ProjectId | ProjectIdentifier | ProjectName
1 | BEN | Tidal Benthic Monitoring Project
2 | CMON | Tidal Continuous Water Quality Monitoring Project
3 | DFLO | Tidal Dataflow Water Quality Monitoring Project
5 | FLU | Tidal Fluorescence Monitoring Project
7 | MAIN | Tidal Mainstem Water Quality Monitoring Project
8 | MEZ | Tidal Mesozooplankton Monitoring Project
9 | MIZ | Tidal Microzooplankton Monitoring Project
10 | NTBEN | Nontidal Benthic Monitoring Project
11 | NTCMON | Nontidal Continuous Water Quality Monitoring Project
12 | NTID | Nontidal Out Of Network Water Quality Monitoring Project
13 | NTN | Nontidal Network Water Quality Monitoring Project
14 | NTPART | Nontidal Non-Traditional Partners
15 | NTSPECIAL | Nontidal Special Water Quality Monitoring Project
16 | PART | Tidal Non-Traditional Partners
17 | PHYTP | Tidal Phytoplankton Monitoring Project
18 | PICOP | Tidal Picoplankton Monitoring Project
19 | PROD | Tidal Primary Production Monitoring Project
23 | TRIB | Tidal Tributary Water Quality Monitoring Project
24 | TSPECIAL | Special Tidal Water Quality Monitoring Project
30 | HBEN | Historic Tidal Benthic Monitoring Programs
31 | CBEN | Coastal Bays Benthic Monitoring Program
32 | SBEN | Special Tidal Benthic Monitoring Programs
33 | PARTMAIN | Non-Traditional Partner MAIN Project
34 | PARTTRIB | Non-Traditional Partner TRIB Project
35 | PARTNTID | Non-Traditional Partner NTID Project
36 | PARTNTN | Non-Traditional Partner NTN Project

## Agency
DataProviderId | ProviderCode | OrganizationId | OrganizationFormalName
Table = CEDR.SharedData.DataProvider
DataProviderId | ProviderCode | OrganizationId | OrganizationFormalName
1 | AACO | 1 | Anne Arundel County Department of Public Works - Watershed, Ecosystem and Watershed Services
2 | BAL | 2 | City of Baltimore-Department of Public Works,-Water Quality Monitoring and Inspections Section
3 | BCO | 3 | Baltimore County Department of Environmental Protection and Sustainability-Watershed Management and Monitoring Section
4 | CBNERRS | 83 | NOAA- National Estuarine Research Reserve System, Office of Ocean and Coastal Resource Management-NOAA Ocean Service
5 | DCDDOE | 6 | District of Columbia Department of the Environment-Stream Monitoring Program
6 | DCDOH | 7 | District of Columbia, Department of Health
7 | DEDNREC | 85 | Delaware Department of Natural Resources and Environmental Control-Division of Water Resources, General Assessment Monitoring Network
8 | FCO | 12 | Frederick County Government/Office of the County Executive/Office of Sustainability and Environmental Resources
9 | FXCO | 13 | Fairfax County Department of Public Works and Environmental Services,Watershed Planning and Assessment Branch
10 | HCO | 14 | Howard County Department of Public Works,Bureau of Environmental Services, Stormwater Management Division
11 | ICPRB | 15 | Interstate Commission on the Potomac River Basin
12 | IHDNSWC | 16 | Indian Head Division Naval Surface Warfare Center-Environmental Program Office
13 | LCO | 17 | Loudoun County Department Of Building And Development, Water Resources Team
14 | MCO | 25 | Montgomery County Department of Environmental Protection
15 | MDDHMH | 18 | Maryland Department of Health and Mental Hygiene
16 | MDDNR | 87 | Maryland Department of Natural Resources
17 | MDE | 23 | Maryland Department of the Environment
18 | NCBO | 89 | NOAA Chesapeakebay Bay Office
19 | NCBO/NCPO | 90 | NOAA Chesapeakebay Bay Office/NOAA Coastal Program Office
20 | NFWF | 27 | National Fish and Wildlife Foundation
21 | NOAA | 32 | NOAA-National Status And Trends Program, Center for Coastal Monitoring and Assessment
22 | NYSDEC | 91 | New York State Department of Environmental Conservation, Routine Statewide Monitoring Program
23 | PADEP | 39 | Pennsylvania Department Of Environmental Protection
24 | PGCO | 41 | Prince Georges County Department of Environmental Services-Water Quality and Compliance Team
25 | SMCM | 42 | St Mary's College of Maryland
26 | SRBC | 43 | Susquehanna River Basin Commission
27 | USEPA | 49 | US EPA-Wadeable Stream Assessment Program
28 | USFS | 50 | National Forest Service, George Washington & Jefferson National Forest, Stream Assessment
29 | USGS | 51 | United States Geological Survey
30 | USGSWV | 99 | USGS West Virginia Water Science Center
31 | VADEQ | 61 | Virginia Department of Environmental Quality-Central Office
32 | VCU | 101 | Virginia Commonwealth University-Old Linwood Hall Laboratory
33 | VIMS | 72 | Virginia Institute of Marine Science
34 | WVDEP | 74 | West Virginia Department of Environmental Protection (DEP), Division of Water and Waste Management, Steam Assessment Program
35 | CBI | 117 | Chesapeake Bay Institute, Johns Hopkins University
36 | CMC | 119 | Chesapeake Monitoring Cooperative; Alliance for the Chesapeake Bay
37 | SHEN | 197 | Shenandoah National Park

## Source
Table = CEDR.SharedData.DataCollector
DataCollectorId | DataCollectorCode | OrganizationId | OrganizationFormalName
38 | AACO/DPW/WERS | 1 | Anne Arundel County Department of Public Works - Watershed, Ecosystem and Watershed Services
39 | BAL/DPW/SMP | 2 | City of Baltimore-Department of Public Works,-Water Quality Monitoring and Inspections Section
40 | BCO/DEP/BCWMP | 3 | Baltimore County Department of Environmental Protection and Sustainability-Watershed Management and Monitoring Section
41 | DCDDOE/SMP | 6 | District of Columbia Department of the Environment-Stream Monitoring Program
2 | DCDOH | 7 | District of Columbia, Department of Health
42 | DEDNREC/DWR/BMP | 8 | Delaware Department of Natural Resources and Environmental Control-Division of Water Resources, Biological Monitoring Program
25 | EA | 11 | Ecological Analysis, Incorporated
43 | FCO/OCE/OSER | 12 | Frederick County Government/Office of the County Executive/Office of Sustainability and Environmental Resources
44 | FXCO/DPWES/WPAB | 13 | Fairfax County Department of Public Works and Environmental Services,Watershed Planning and Assessment Branch
45 | HCO/DPW/BEW/SMD | 14 | Howard County Department of Public Works,Bureau of Environmental Services, Stormwater Management Division
4 | IHDNSWC | 16 | Interstate Commission on the Potomac River Basin
46 | LCO/DBD/LCSAP | 17 | Indian Head Division Naval Surface Warfare Center-Environmental Program Office
47 | MDDNR/MBSS | 20 | Loudoun County Department Of Building And Development, Water Resources Team
125 | MDDNR/MDCT | 21 | Maryland Department of Natural Resource, Maryland Core/Trend Monitoring Network
81 | MDE | 23 | Maryland Department of the Environment
27 | MMES | 24 | Martin Marietta Environmental Services-Now Versar Incorporated
48 | MOCO/SPS/MCSMP | 25 | Montgomery County Department of Environmental Protection
34 | MSU/PEARL | 26 | Morgan State University, Patuxent Environmental & Aquatic Research Laboratory
28 | NOAA/NST | 32 | NOAA-National Status And Trends Program, Center for Coastal Monitoring and Assessment
49 | NYSDEC/SBM | 34 | New York State Department of Environmental Conservation, Stream Biomonitoring Unit
29 | ODU/BEL | 35 | Old Dominion University, Benthic Ecology Laboratory
35 | ODU/DB | 36 | Old Dominion University, Department of Biology
36 | ODU/PEL | 37 | Old Dominion University, Plankton Ecology Laboratory
8 | PADEP | 39 | Pennsylvania Department Of Environmental Protection
50 | PGCO/DES/WQCT | 41 | Prince Georges County Department of Environmental Services-Water Quality and Compliance Team
9 | SMCM | 42 | St Mary's College of Maryland
10 | SRBC | 43 | Susquehanna River Basin Commission
30 | USEPA/EMAP | 46 | US EPA Environmental Monitoring And Assessment Program
31 | USEPA/MAIA | 47 | US EPA-Mid-Atlantic Highlands Assessment Program
51 | USEPA/WSA | 49 | US EPA-Wadeable Stream Assessment Program
52 | USFS/SA | 50 | National Forest Service, George Washington & Jefferson National Forest, Stream Assessment
11 | USGS | 51 | United States Geological Survey
53 | USGS/NAWQA | 56 | US Geological Survey-National Water Quality Assessment Program
54 | USGS/PAWSC | 58 | USGS Pennsylvania Water Science Center
22 | VADEQ | 61 | Virginia Department of Environmental Quality-Central Office
16 | VADEQ/NRO | 62 | Virginia Department of Environmental Quality - Northern Regional Office
17 | VADEQ/PRO | 63 | Virginia Department of Environmental Quality - Piedmont Regional Office
55 | VADEQ/SA | 64 | Virginia Department of Environmental Quality, NonTidal Stream Monitoring Program
18 | VADEQ/SCRO | 65 | Virginia Department of Environmental Quality - South Central Region Lynchburg
19 | VADEQ/TRO | 66 | Virginia Department of Environmental Quality - Tidewater Regional Office
20 | VADEQ/VRO | 67 | Virginia Department of Environmental Quality - Valley Office Harrisonburg
56 | VCU/INSTAR | 68 | Virginia Commonwealth University -INteractive STream Assessment Resource
37 | VERSAR/EME | 69 | Versar Incorporated-Estuarine and Marine Ecology
32 | VERSAR/EME/BEL | 70 | Versar Incorporated-Estuarine and Marine Ecology, Benthic Ecology Laboratory
21 | VIMS | 72 | Virginia Institute of Marine Science
33 | VIMS/BEL | 73 | Virginia Institute of Marine Science, School Of Marine Science, Benthic Ecology Laboratory
58 | WVDEP/SAP | 74 | West Virginia Department of Environmental Protection (DEP), Division of Water and Waste Management, Steam Assessment Program
1 | ANS | 82 | Morgan State University, Patuxent Environmental & Aquatic Research Laboratory
3 | DEDNREC | 85 | Delaware Department of Natural Resources and Environmental Control-Division of Water Resources, General Assessment Monitoring Network
5 | MDDNR | 87 | Maryland Department of Natural Resources
6 | NYSDEC | 91 | New York State Department of Environmental Conservation, Routine Statewide Monitoring Program
7 | ODU | 93 | Old Dominion University, Department of Chemistry and Biochemistry, Water Quality Laboratory
12 | USGSMD | 96 | USGS Maryland, Delaware and District of Columbia Water Science Center
13 | USGSPA | 97 | USGS Pennsylvania Water Science Center
14 | USGSVA | 98 | USGS Virginia Water Science Center
15 | USGSWV | 99 | USGS West Virginia Water Science Center
24 | CBL/BEL | 113 | Chesapeake Biological Laboratory/Benthic Ecology Laboratory
23 | ANS/BEL | 114 | Academy of Natural Sciences/Benthic Ecology Laboratory
26 | ERDA | 115 | United States Energy Research and Development Administration
57 | MDDNR/MBSS/MSWP | 116 | Maryland Department of Natural Resource, Maryland Biological Stream Survey, Maryland Stream Waders Program
59 | CBI | 117 | Chesapeake Bay Institute, Johns Hopkins University
60 | ALLARM | 120 | Alliance for Aquatic Resource Monitoring
61 | VADEQ/BRRO | 122 | Virginia Department of Environmental Quality - Blue Ridge Regional Office
62 | LRA | 123 | LeTort Regional Authority
63 | NWA | 124 | Nanticoke Watershed Alliance
64 | HAWQS | 125 | Henrico Area Water Quality Samplers
122 | AACC | 130 | Anne Arundel Community College
70 | ARK | 131 | Anacostia Riverkeeper
65 | ACB | 132 | Alliance for the Chesapeake Bay
66 | AWA | 133 | Antietam Watershed Association
67 | BCVM | 134 | Bradford County Volunteer Monitors
68 | BSWA | 135 | Big Spring Watershed Association
69 | CBGS | 136 | Chesapeake Bay Governor's School
71 | CCWA | 137 | Conodoguinet Creek Watershed Association
72 | CSP | 138 | Caledon State Park
73 | CVTU | 139 | Cumberland Valley Trout Unlimited
74 | CWT | 140 | Chesterfield WaterTrends
75 | FOR | 141 | Friends of the Rappahannock
76 | GCWD | 142 | God's Country Water Dogs
77 | HAWQS2 | 143 | Henrico Area Water Quality Samplers 2
78 | JCC | 144 | James City County
79 | JRA | 145 | James River Association
80 | JRMN | 146 | James River Master Naturalists
82 | MSWA | 147 | Middle Spring Watershed Association
83 | NNMN | 148 | Northern Neck Master Naturalists
84 | PVMN | 149 | Peninsula Chapter Virginia Master Naturalists
85 | RAS | 150 | Reston Association
86 | RCC | 151 | Reedy Creek Coalition
87 | RMN | 152 | Riverine Master Naturalists
88 | SCC | 153 | Spa Creek Conservancy
89 | USNADC | 154 | United States National Arboretum DC
90 | OCCA | 155 | Otsego County Conservation Association
120 | PRK | 162 | Potomac RiverKeeper
121 | RCA | 163 | Rivanna Conservation Alliance
91 | ACWA | 167 | Antietam-Conococheague Watershed Alliance
92 | ARF | 168 | Arundel Rivers Federation
93 | CCCD | 169 | Cumberland County Conservation District
94 | CCST | 170 | Columbia County Stream Team/ALLARM
95 | CCSTA | 171 | Cumberland County Stream Team/ALLARM
96 | CS | 172 | City of Suffolk
97 | CSAWCD | 173 | Culpeper Soil and Water Conservation District
98 | CSC | 174 | Camp St. Charles
99 | CSI | 175 | Community Science Institute
100 | ENERWA | 176 | Elk and North East Rivers Watershed Association
101 | FB | 177 | Friends of the Bohemia
102 | GA | 178 | Green Aquia
103 | HRMN | 179 | Historic Rivers Master Naturalists
104 | JMSAWCD | 180 | John Marshall Soil and Water Conservation District
105 | JRRC | 181 | Johnston Run Revitalization Council
106 | LACA | 182 | Lake Anna Civic Association
107 | MF | 183 | Maymont Foundation
108 | MPMN | 184 | Middle Peninsula Master Naturalists
109 | NRPA | 185 | Nansemond River Preservation Alliance
110 | NYWS | 186 | New York Water Sentinels
111 | PWSWCD | 187 | Prince William Soil and Water Conservation District
112 | RV | 188 | Reston Volunteers
113 | RVS | 189 | Ridge Valley Streamkeepers
114 | RWM | 190 | Rockbridge Water Monitors
115 | SRA | 191 | Severn River Association
116 | TUCCC | 192 | Trout Unlimited Coldwater Conservation Corps
117 | TUPMP | 193 | Trout Unlimited Pipeline Monitoring Program
118 | VBM | 194 | Virginia Beach Monitors
119 | YCST | 195 | York County Stream Team/ALLARM
123 | BWB | 196 | Blue Water Baltimore
124 | SHEN/AQIN | 197 | Shenandoah National Park
126 | USEPA/NRSA | 198 | US EPA; National Rivers and Streams Assessment
127 | CCPSEC | 199 | Centre County Pennsylvania Senior Environmental Corps
128 | HC | 200 | Hoffler Creek
129 | LCSTA | 201 | Lackawanna County Stream Team/ALLARM
130 | LWQVC | 202 | Lancaster Water Quality Volunteer Coalition
131 | LCSTA.2 | 203 | Lebannon County Stream Team/ALLARM
132 | LCSTA.1 | 204 | Luzerne County Stream Team/ALLARM
133 | PHG | 205 | Patapsco Heritage Greenway
134 | BNWR | 206 | Blackwater National Wildlife Refuge
135 | BSU | 207 | Bowie State University
136 | YMNA | 208 | York MWS Nature Abounds
137 | NRCA | 209 | North Ridge Citizens Association
138 | FDR | 210 | Friends of Dragon Run
139 | GVC | 211 | Gunpowder Valley Conservancy
140 | DCSTA | 212 | Dauphin County Stream Team/ALLARM
141 | VSU | 213 | Virginia State University
142 | PEC | 214 | Piedmont Environmental Council
143 | ABWS | 218 | Atlantic Blue Water Services
144 | CCST.1 | 219 | Clinton County Stream Team
145 | CITED | 220 | Chickahominy Indian Tribe - Eastern Division
146 | E2 | 221 | EcoCrew 2831
147 | LCST | 222 | Lycoming County Stream Team
148 | SMRMC | 223 | St Mary's River Monitoring Cooperative
149 | SR | 224 | ShoreRivers
150 | PCST | 225 | Perry County Stream Team
151 | SCST | 227 | Susquehanna County Stream Team
152 | ERP | 228 | Elizabeth River Project
153 | RLEP | 229 | Rappahannock League for Environmental Protection
154 | HDGMM | 230 | Havre de Grace Maritime Museum
155 | LWC | 231 | Loudoun Wildlife Conservancy
156 | WCST | 232 | Wycoming County Stream Team
157 | FRR | 233 | Friends of Roland Run
158 | SCCD | 234 | Susquehanna County Conservation District

## Layer
Table = CEDR.SharedData.ActivityRelativeDepth
ActivityRelativeDepthId | ActivityRelativeDepthCode | ActivityRelativeDepthDescription
1 | AB | Fixed Above Bottom
2 | AE | Above Euphotic Zone
3 | AP | Above Pycnocline
4 | AT | Above Thermocline
5 | B | Bottom-Measured From Surface Of Water
6 | BE | Below Euphotic Zone
7 | BP | Below Pycnocline
8 | BS | Sample Taken Below Surface-For Cmon/Dflo Only
9 | BT | Below Thermocline
10 | I | Vert Portion Of Stream Depth Is Represented In 1 (Avg) Sample.Sampler Fills Down Then Up To Surface.
11 | M | Mid-Depth
12 | M1 | Middle 1/3 Of Total Station Depth
13 | M2 | Middle 2/3 Of Total Station Depth
14 | MI | Microlayer
15 | S | Surface-Measure From Surface To The Sampling Depth
16 | SE | Sediment Surface
17 | SW | Sediment/Water Interface
18 | VH | Vert/Horiz Portion Of Stream Is Represented In 1 Avg Sample. NTN Program.
19 | VP | Vertical Profile-Measuremts Taken At Fixed Depths By Meter. Separate Measurements Taken SWM Program.
20 | WC | Whole Water Column

## SampleType
Table = CEDR.SharedData.SampleType
SampleTypeId | SampleTypeCode | SampleTypeDescription
1 | C | Composite Sample, Made Up Of Subsamples From Multiple Depths
2 | CS | Composite Sample Collected Spatially
3 | CT | Composite Sample Collected Temporally
4 | D | Discrete Sample, Sample Taken From Single Depth
5 | HVIC | Horizontal And Vertically Integrated Composite Sample
6 | ISM | IN-SITU Measurement At Depth, No Sample Collected
7 | ISM_H | IN-SITU Measurement, Collected As Part Of A Horizontal Transect
8 | ISM_V | IN-SITU Measurement, Collected As Part Of A Vertical Profile
9 | D_KIT | Discrete Sample, Analysis Performed Using A Field Kit

## SampleReplicateType
Table = CEDR.SharedData.SampleReplicateType
SampleReplicateTypeId | SampleReplicateTypeCode | SampleReplicateTypeDescription
1 | CTRL | Control Sample
2 | EB | Equipment And Filtration Blank (Added 07/09/2012)
3 | FB | Field Blank (Added 04/09/2012)
4 | FS1 | Field Split Subsample 1
5 | FS1/AVG | Average Of Lab Splits Generated From Field Split Subsample 1
6 | FS1/LAV | Laboratory Average For Field Split 1
7 | FS1/LS1 | Field Split Subsample 1/Lab Split Subsample 1
8 | FS1/LS2 | Field Split Subsample 1/Lab Split Subsample 2
9 | FS1/LS3 | Field Split Subsample 1/Lab Split Subsample 3
10 | FS2 | Field Split Subsample 2
11 | FS2/AVG | Average Of Lab Splits Generated From Field Split Subsample 2
12 | FS2/LAV | Laboratory Average For Field Split 2
13 | FS2/LS1 | Field Split Subsample 2/Lab Split Subsample 1
14 | FS2/LS2 | Field Split Subsample 2/Lab Split Subsample 2
15 | FS2/LS3 | Field Split Subsmaple 2/Lab Split Subsample 3
16 | FS3 | Field Split Subsample 3
17 | FS4 | Field Split Subsample 4
18 | LAB | Lab Replicate
19 | LS1 | Lab Split Subsample 1
20 | LS2 | Lab Split Subsample 2
21 | LS3 | Lab Split Subsample 3
22 | M1 | Field Measurement 1
23 | M2 | Field Measurement 2
24 | M3 | Field Measurement 3
25 | M4 | Field Measurement 4
26 | METH | Method Comparison
27 | S1 | Sample 1
28 | S1/LS1 | Sample 1/Lab Split Subsample 1
29 | S1/LS2 | Sample 1/Lab Split Subsample 2
30 | S1/LS3 | Sample 1/Lab Split Subsample 3
31 | S2 | Sample 2
32 | S2/LS1 | Sample 2/Lab Split Subsample 1
33 | S2/LS2 | Sample 2/Lab Split Subsample 2
34 | S2/LS3 | Sample 2/Lab Split Subsample 3
35 | S3 | Sample 3
36 | SPK | Spike Sample
37 | SPK1 | Spike Sample Subsample 1
38 | SPK2 | Spike Sample Subsample 2
39 | SPLT | Field Split
40 | SWB | Source Water (DI) Blank (Added 04/09/2012)
41 | FS_AVG | Average Of Two Field Split Subsample Values
42 | S4 | Sample 4
43 | S5 | Sample 5
44 | S6 | Sample 6
45 | S7 | Sample 7
46 | S8 | Sample 8
47 | S9 | Sample 9
48 | S10 | Sample 10
49 | S11 | Sample 11
50 | S12 | Sample 12
51 | S13 | Sample 13
52 | S14 | Sample 14
53 | S15 | Sample 15
54 | S16 | Sample 16
55 | S17 | Sample 17
56 | S18 | Sample 18
57 | S19 | Sample 19
58 | S20 | Sample 20
59 | FS5 | Field Split Subsample 5
60 | FS6 | Field Split Subsample 6
61 | FS7 | Field Split Subsample 7

## Parameter
Table = CEDR.MeasuredMetric.SubstanceIdentification
SubstanceIdentificationId | SubstanceIdentificationName | MeasureUnitCodeId | EPASTORETParameterCode | USGSParameterCode | SubstanceIdentificationDescription | SubstanceIdentificationAlternateName | EPAChemicalInternalTrackingNumber | CASRegistryNumber
1 | ACIDITY | 21 | 70508 |  | Acidity | Acidity (Hot Acidity)
2 | AG | 38 | 1077 | P01077 | Total Silver | Silver |  | 7440-22-4
3 | AL | 21 | 1105 |  | Total Aluminum | Total Aluminum |  | 7429-90-5
4 | ANC | 20 | 50424 |  | Acid Neutralizing Capacity | Acid Neutralizing Capacity | E1643584
5 | AS | 38 | 1252 |  | Total Arsenic | Arsenic |  | 7440-38-2
6 | BATT | 41 |  |  | Battery Voltage | Battery Voltage
7 | BIOSI | 21 | 49574 |  | Biogenic Silica | Biogenic Silica
8 | BOAT_SPEED | 14 |  |  | Boat Speed In Knots | Boat Speed
9 | BOD20F | 21 |  |  | 20-Day Biochemical Oxygen Demand (Filtered Sample) | 20-Day Biochemical Oxygen Demand (Filtered) | E1640721
10 | BOD20W | 21 | 324 | P324 | 20-Day Biochemical Oxygen Demand (Whole Sample) | 20-Day Biochemical Oxygen Demand (Whole) | E1640721
11 | BOD5F | 21 |  |  | 5-Day Biochemical Oxygen Demand (Filtered Sample) | 5-Day Biochemical Oxygen Demand (Filtered)
12 | BOD5W | 21 | 310 | P310 | Whole 5-Day Biochemical Oxygen Demand | 5-Day Biochemical Oxygen Demand (Whole) | E1640606
13 | CA | 21 | 916 |  | Calcium, Total | Total Calcium |  | 7440-70-2
14 | CAF | 21 | 915 | P915 | Dissolved Calcium as Ca | Dissolved Calcium |  | 7440-70-2
15 | CD | 38 | 1027 | P1027 | Total Cadmium | Cadmium |  | 7440-43-9
16 | CDOM_440 | 1 |  |  | Absorption Due To Dissolved Organic Matter | CDOM_440 | E17294778
17 | CDOM_SLOPE | 2 |  |  | Slope Of Cdom Absorption Coefficient Spectrum (400-500 Nm) | CDOM_Slope
18 | CHL_A |  | 446 | P32210 | Trichromatic Chlorophyll A | Chlorophyll A |  | 479-61-8
19 | CHL_B | 21 | 32231 | P32231 | Chlorophyll B | Chlorophyll B |  | 519-62-0
20 | CHL_C | 21 | 32232 | P32232 | Chlorophyll C | Chlorophyll C |  | 11003-45-5
21 | CHLA | 38 | 32211 | P32211 | Active Chlorophyll-A | Chlorophyll-A |  | 479-61-8
22 | CLF | 21 | 940 |  | Total Chloride | Chloride, Total |  | 16887-00-6
23 | CLW | 21 | 940 | P940 | Total Chloride | Chloride |  | 16887-00-6
24 | COD | 21 |  |  | Chemical Oxygen Demand | Chemical Oxygen Demand | Validator013
25 | COLOR | 33 | 80 |  | True Water Color | True Water Color | Validator009
26 | CR | 38 | 1034 | P01034 | Total Chromium | Chromium |  | 7440-47-3
27 | CU | 38 | 1042 | P01042 | Total Copper | Copper |  | 7440-50-8
28 | CUF |  | 1040 |  | Dissolved Copper | Dissolved Copper |  | 7440-50-8
29 | DIC | 21 | 685 |  | Carbon, Inorganic, Total | Total Inorganic Carbon | E17294661
30 | DIN | 21 |  |  | Dissolved Inorganic Nitrogen | Dissolved Inorganic Nitrogen | E17294661
31 | DO | 21 | 300 | P300 | Dissolved Oxygen In MG/L | Dissolved Oxygen |  | 7782-44-7
32 | DO_SAT_M | 21 |  |  | DO Saturation Concentration In MG/L | DO Saturation Concentration | E1642198
33 | DO_SAT_P | 29 |  | P301? | DO Saturation Using Probe Units In Percent | DO Saturation | E1642198
34 | DOC | 21 | 681 | P681 | Dissolved Organic Carbon | Dissolved Organic Carbon | E701250
35 | DON | 21 | 607 | P607 | Dissolved Organic Nitrogen | Dissolved Organic Nitrogen | E17297623
36 | DOP | 21 | 673 | P673 | Dissolved Organic Phosphorus | Dissolved Organic Phosphorus | E17148453
37 | EPAR_S | 39 |  |  | PAR Measured In Air Or On Deck | Photosynthetically Active Radiation Measures In Air Or On Deck | E52457025
38 | EPARD_Z | 39 |  |  | PAR With Sensor Pointing Down; Measures Upwelling | Photosynthetically Active Radiation Measuring Upwelling | E52457025
39 | EPARU_Z | 39 |  |  | PAR With Sensor Pointed Up; Measures Downwelling | Photosynthetically Active Radiation Measuring Downwelling | E52457025
40 | FCOLI_C | 5 | 31616 | P31616 | Fecal Coliforms (Colonies) | Fecal Coliforms (Colonies) | E761692
41 | FCOLI_M | 23 | 31615 | P31615 | Fecal Coliforms (Most Probable Number) | Fecal Coliforms (Most Probable Number) | E761692
42 | FDS | 21 |  |  | Fixed Dissolved Solids;Ignited At 550 C | Fixed Dissolved Solids | E1640358
43 | FE_M | 21 |  |  | Total Iron | Iron |  | 7439-89-6
44 | FE_U | 38 | 1045 | P01045 | Total Iron | Iron |  | 7439-89-6
45 | FLOW_AVG | 4 | 60 | P60 | Stream Flow; Mean Daily | Stream Flow, Mean Daily | E1645423
46 | FLOW_INS | 4 | 61 | P61 | Stream Flow; Instantaneous | Stream Flow, Instantaneous | E1645415
47 | FLUORESCENCE |  |  |  | Fluorescence | Fluorescence
48 | FS | 21 |  |  | Fixed Solids | Fixed Solids | E1640408
49 | FSS | 21 | 540 | P540 | Fixed Suspended Solids | Fixed Suspended Solids | E1640341
50 | GAGE_HEIGHT | 7 |  | P65 | Stream Stage In Feet | Gage_Height | E17164583
51 | HARDNESS | 21 | 900 | P900 | Hardness As CaCO3 | Hardness | E1640424
52 | HG | 38 | 71900 | P71900 | Total Mercury | Mercury |  | 7439-97-6
53 | IBOD5F | 21 |  |  | Inhibited 5-Day Biochemical Oxygen Demand (Filtered Sample) | Inhibited 5-Day Biochemical Oxygen Demand (Filtered)
54 | IBOD5W | 21 |  |  | Inhibited 5-Day Biochemical Oxygen Demand (Whole Sample) | Inhibited 5-Day Biochemical Oxygen Demand (Whole)
55 | KD | 1 |  |  | Light Attenuation | Light Attenuation
56 | KF | 21 | 935 | P935 | Dissolved Potassium As K | Dissolved Potassium |  | 2023695
57 | MGF | 21 | 925 | P925 | Dissolved Magnesium As Mg | Dissolved Magnesium |  | 7439-95-4
58 | MN | 38 | 1055 | P01055 | Total Manganese | Manganese |  | 7439-96-5
59 | NAF | 21 | 930 | P930 | Dissolved Sodium As Na | Dissolved Sodium |  | 7440-23-5
60 | NH4F | 21 | 608 | P608 | Ammonium Nitrogen As N (Filtered Sample) | Ammonium Nitrogen As N (Filtered) |  | 14798-03-9
61 | NH4W | 21 | 610 | P610 | Ammonium Nitrogen As N (Whole Sample) | Ammonium Nitrogen As N (Whole) |  | 14798-03-9
62 | NI | 38 | 1067 | P01067 | Total Nickel | Nickel |  | 7440-02-0
63 | NO23F | 21 | 631 | P631 | Nitrite+Nitrate Nitrogen As N (Filtered Sample) | Nitrite+Nitrate Nitrogen As N (Filtered) | E701177
64 | NO23W | 21 | 630 | P630 | Nitrite+Nitrate Nitrogen As N (Whole Sample) | Nitrite+Nitrate Nitrogen As N (Whole) | E701177
65 | NO2F | 21 | 613 | P613 | Nitrite Nitrogen As N (Filtered Sample) | Nitrite Nitrogen As N (Filtered) |  | 14797-65-0
66 | NO2W | 21 | 615 | P615 | Nitrite Nitrogen As N (Whole Sample) | Nitrite Nitrogen As N (Whole) |  | 14797-65-0
67 | NO3F | 21 | 618 | P618 | Nitrate Nitrogen As N (Filtered Sample) | Nitrate Nitrogen As N (Filtered) |  | 14797-55-8
68 | NO3W | 21 | 620 | P620 | Nitrate Nitrogen As N (Whole Sample) | Nitrate Nitrogen As N (Whole) |  | 14797-55-8
69 | ORP | 24 |  |  | Oxidation Reduction Potential | Oxidation Reduction Potential | E1644251
70 | PB | 38 | 1051 | P01051 | Total Lead | Lead |  | 7439-92-1
71 | PC | 21 | 694 | P694 | Particulate Carbon; Inorganic + Organic | Particulate Carbon
72 | PERIPHY | 9 | 49954 | P49954 | Periphyton Biomass; Water | Periphyton Biomass | E1647825
73 | PH | 33 | 400 | P400 | Ph Corrected For Temperature (25 Deg C) | PH | C006
74 | PHEO | 38 | 32218 | P32218 | Pheophytin | Pheophytin |  | 603-17-8
75 | PIC | 21 |  | P688 | Particulate Inorganic Carbon | Particulate Inorganic Carbon
76 | PIP | 21 |  |  | Particulate Inorganic Phosphorus | Particulate Inorganic Phosphorus
77 | PN | 21 | 601 | P601 | Particulate Nitrogen | Particulate Nitrogen
78 | PO4F | 21 | 671 | P671 | Orthophosphate Phosphorus As P (Filtered Sample) | Orthophosphate Phosphorus As P (Filtered) |  | 14265-44-2
79 | PO4W | 21 | 70507 | P650 | Orthophosphate Phosphorus As P (Whole Sample) | Orthophosphate Phosphorus As P (Whole) |  | 14265-44-2
80 | POC | 21 | 689 | P689 | Total Suspended Organic Carbon | Particulate Organic Carbon | E701250
81 | PON | 21 |  |  | Particulate Organic Nitrogen | Particulate Organic Nitrogen
82 | PP | 21 | 667 | P667 | Particulate Phosphorus | Particulate Phosphorus
83 | SALINITY | 32 | 480 | P480 | Salinity Units Are Parts Per Thousand (Ppt) And Are Equal To Practical Salnity Units (Psu). | Salinity | E1646165
84 | SE | 38 | 1147 | P1147 | Total Selenium | Selenium |  | 7782-49-2
85 | SECCHI | 18 | 78 | P00078 | Secchi Depth | Secchi Depth | E1646140
86 | SI | 38 | 1142 | P1142 | Total Silicon As Si | Silicon As Si |  | 7440-21-3
87 | SIF | 21 | 955 | P955 | Silica As Si (Filtered Sample) | Silica As Si (Filtered) |  | 7631-86-9
88 | SIGMA_T | 25 |  |  | Water Density; Dependent On Salinity And Wtemp | Water Density | E17294810
89 | SIW | 21 |  |  | Silica As Si (Whole Sample) | Silica As Si (Whole) |  | 7631-86-9
90 | SN | 38 | 1102 | P1102 | Total Tin | Tin |  | 7440-31-5
91 | SO3 | 21 | 740 | P740 | Total Sulfite As SO3 | Sulfite As SO3 |  | 2025949
92 | SO4F | 21 |  |  | Sulfate | Sulfate By Ion Chromatography |  | 14808-79-8
93 | SO4W | 21 | 945 | P945 | Total Sulfate As SO4 | Sulfate As SO4 |  | 14808-79-8
94 | SPCOND | 40 | 95 | P95 | Conductivity Corrected For Temperature (25 Deg C) And Salinity | Conductivity | E1640291
95 | SSC_%FINE | 29 | 70331 | P70331 | Calculated Percent Fine Sand | Percent Fine Sand | E1644988
96 | SSC_%SAND | 29 | 70335 | P70335 | Calculated Percent Sand | Percent Sand | E1644970
97 | SSC_FINE | 21 |  |  | Suspended Sediment Particles Passing Through A 0.062 MM Sieve | Fine Sediment
98 | SSC_SAND | 21 |  |  | Suspended Sediment Particles Retained On A 0.062 MM Sieve | Sand
99 | SSC_TOTAL | 21 | 80154 | P80154 | Total Suspended Sediment Concentration | Total Suspended Sediment Concentration | E17164666
100 | TALK | 21 | 410 | P410 | Total Alkalinity As CACO3 | Alkalinity As CaCO3 | E1640192
101 | TCHL_PRE_CAL | 38 |  |  | Total Chlorophyll; From A Precalibrated Fluorescence Probe Reading | Precalibrated Fluorescence Probe Reading |  | 1406-65-1
102 | TCOLI_C | 5 |  |  | Total Coliforms (Colonies) | Total Coliforms (Colonies) | E761700
103 | TCOLI_M | 23 | 31505 | P31505 | Total Coliforms (Most Probable Number) | Total Coliforms (Most Probable Number) | E761700
104 | TDN | 21 | 602 | P602 | Total Dissolved Nitrogen | Total Dissolved Nitrogen
105 | TDP | 21 | 666 | P666 | Total Dissolved Phosphorus | Total Dissolved Phosphorus | E17294695
106 | TDS | 21 | 70300 | P70300 | Total Dissolved Solids;Gravimetric;Dried At 180 C | Total Dissolved Solids | E1642222
107 | TKNF | 21 | 623 | P623 | Total Kjeldahl Nitrogen (Filtered Sample) | Total Kjeldahl Nitrogen (Filtered) | E17148461
108 | TKNW | 21 | 625 | P625 | Total Kjeldahl Nitrogen (Whole Sample) | Total Kjeldahl Nitrogen (Whole) | E17148461
109 | TN | 21 | 600 | P600 | Total Nitrogen | Total Nitrogen |  | 7727-37-9
110 | TOC | 21 | 680 | P680 | Total Organic Carbon | Total Organic Carbon | E701250
111 | TON | 21 | 605 | P605 | Total Organic Nitrogen | Total Organic Nitrogen | E17148438
112 | TOP | 21 | 670 | P00670 | Total Organic Phosphorus | Total Organic Phosphorus | E17148453
113 | TOTAL_DEPTH | 18 | 64 |  | Total Station Depth | Total Station Depth | E1645357
114 | TP | 21 | 665 | P665 | Total Phosphorus | Total Phosphorus | E17294695
115 | TS | 21 | 80180 |  | Total Solids | Total Solids | E1640382
116 | TSS | 21 | 530 | P530 | Total Suspended Solids | Total Suspended Solids | E1642818
117 | TURB_FTU | 8 | 76 | P76 | Turbidity; Turbidimeter (Formazin Units) | Turbidity; Turbidimeter (Formazin Units) | E1640507
118 | TURB_JTU | 10 | 82537 |  | Turbidity; Jackson Candle Method (Forward Scatter) | Turbidity; Jackson Candle Method (Forward Scatter) | E1640507
119 | TURB_NTU | 26 | 82079 | P82079 | Turbidity; Nephelometric Method | Turbidity; Nephelometric Method | Validator016
120 | VELOCITY | 19 |  |  | Current Velocity | Current Velocity | E52457124
121 | VSS | 21 | 535 | P535 | Volatile Suspended Solids | Volatile Suspended Solids | E1640374
122 | WIDTH | 18 | 83509 |  | Total Stream Channel Width | Toal Stream Channel Width | E1645241
123 | WTEMP | 6 | 10 | P10 | Water Temperature | Water Temperature | EPA E1645597
124 | ZN | 38 | 1092 | P01092 | Total Zinc | Zinc |  | 7440-66-6
125 | ZNF | 38 | 1090 |  | Dissolved Zinc | Dissolved Zinc |  | 7440-66-6
126 | FLUOR |  |  |  | Fluorescence -Maryland DNR Method | Fluorescence
127 | K | 21 | 938 |  | Potassium | Potassium |  | 2023695
128 | MEASURED_DEPTH | 18 | 4192 |  | Measured Depth | Measured Depth | E1641984
129 | ATEMP |  | 20 | 20 | Air Temperature | Air Temperature | E1645712
130 | PRESSURE |  | 25 | 25 | Barometric pressure | Barometric Pressure | E1641265
131 | EXTRACT_VOLUME | 44 |  |  | The volume of sub-sample extracted from the original sample for optical density measurements | EXTRACT_VOLUME
132 | LIGHT_PATH | 42 |  |  | Light path length used to measure optical density | LIGHT_PATH
133 | OD480B | 37 |  |  | Optical density reading taken at a wavelength of 480 nm before acidification | OD480B
134 | OD510B | 37 |  |  | Optical density reading taken at a wavelength of 510 nm before acidification | OD510B
135 | OD630B | 37 |  |  | Optical density reading taken at a wavelength of 630 nm before acidification | OD630B
136 | OD645B | 37 |  |  | Optical density reading taken at a wavelength of 645 nm before acidification | OD645B
137 | OD647B | 37 |  |  | Optical density reading taken at a wavelength of 647 nm before acidification | OD647B
138 | OD663A | 37 |  |  | Optical density reading taken at a wavelength of 663 nm after acidification | OD663A
139 | OD663B | 37 |  |  | Optical density reading taken at a wavelength of 663 nm before acidification | OD663B
140 | OD664B | 37 |  |  | Optical density reading taken at a wavelength of 664 nm before acidification | OD664B
141 | OD665A | 37 |  |  | Optical density reading taken at a wavelength of 665 nm after acidification | OD665A
142 | OD750A | 37 |  |  | Optical density reading taken at a wavelength of 750 nm after acidification | OD750A
143 | OD750B | 37 |  |  | Optical density reading taken at a wavelength of 750 nm before acidification | OD750B
144 | SAMPLE_VOLUME | 43 |  |  | The total volume of the water sample collected for optical density measurements | SAMPLE_VOLUME
145 | CLAY |  |  |  | Clay Content, Percent | Clay Content, Percent | E1645233
146 | INTSAL |  |  |  | Interstitial Salinity, PSU | Interstitial Salinity, PSU
147 | KURTOSIS |  |  |  | Kurtosis | Kurtosis
148 | MEANDIAM |  |  |  | Mean Sediment Diameter | Mean Sediment Diameter
149 | MEDDIAM |  |  |  | Median Sediment Diameter | Median Sediment Diameter
150 | MOIST |  |  |  | Moisture Content | Moisture Content | E1644012
151 | PHI25 |  |  |  | 25 Percent Quartile Diameter(PHI) | 25 Percent Quartile Diameter(PHI)
152 | PHI50 |  |  |  | 50 Percent Quartile Diameter(PHI) | 50 Percent Quartile Diameter(PHI)
153 | PHI75 |  |  |  | 75 Percent Quartile Diameter(PHI) | 75 Percent Quartile Diameter(PHI)
154 | QUARTDEV |  |  |  | Quartile Deviation | Quartile Deviation
155 | SAND |  |  |  | Sand Content, Percent | Sand Content, Percent | E1644996 | 308075-07-2
156 | SILT |  |  |  | Silt Content, Percent | Silt Content, Percent | E52456985
157 | SILTCLAY |  |  |  | Silt Clay Content, Percent | Silt Clay Content, Percent | E1645191
158 | SKEWNESS |  |  |  | Skewness | Skewness
159 | SORT |  |  |  | Sorting (PHI) | Sorting (PHI)
160 | TC |  |  |  | Total Carbon Content- CHN Analyzer | Total Carbon Content- CHN Analyzer | E17297615
161 | TIC |  |  |  | Total Inorganic Carbon- Carbonate Content | Total Inorganic Carbon- Carbonate Content | E17294661
162 | VOLORG |  |  |  | Volatile Organic, Percent | Volatile Organic, Percent | E966598
163 | TURB_FNU | 57 | 63680 | P63680 | Turbidity: Formazain Nephelometric Units | C
164 | TURB_NTRU | 58 | 63676 | P63676 | Turbidity: Nephelometric Turbidity Ratio Units | Turbidity: Nephelometric Turbidity Ratio Units
165 | ECOLI_M | 23 | NULL |  | Escherichia Coli (Most Probable Number) | Escherichia Coli (Most Probable Number) | E457804 | 68583-22-2
166 | ENTEROCOCCUS | 23 | 31649 | P31649 | Enterococcus measured in MPN/100 ML | Enterococcus
167 | ENTEROCOCCUS | 5 | 31649 | P31649 | Enterococcus measured in COL/100 ML | Enterococcus

## Qualifier
Table = CEDR.SharedData.MeasureQualifier
MeasureQualifierId | MeasureQualifierCode | MeasureQualifierDescription
1 | < | Concentration is less than method detection limit
2 | > | Concentration not quantifed,exceeds given value (eg.FCOLI).
3 | A | Actual Value
4 | E | Estimated Value
5 | G | Reported Value Is Between MDL and the Practical Quantitation Level (Or Reporting Limit)
6 | U | Unknown whether value is actual or estimated
7 | J | Estimated value
8 | N | Not detected

## Unit
Table = CEDR.SharedData.MeasureUnitCode
MeasureUnitCodeId | MeasureUnitCodeIdentifier | MeasureUnitCodeDescription
1 | 1/M | Units Per Meter
2 | 1/NM | Units Per Nanometer
3 | ABS | Optical Density
4 | CFS | Cubic Feet Per Second
5 | COL/100 ML | Number Of Colonies Per 100 Milliliters
6 | DEG C | Degrees Celsius
7 | FT | Feet
8 | FTU | Formazin Units
9 | G/M**2 | Grams Per Square Meter
10 | JTU | Jackson Turbidity Units
11 | KG/DAY | Kilograms Per Day
12 | KG/MONTH | Kilograms Per Month
13 | KG/YEAR | Kilograms Per Year
14 | KNOTS | Speed
15 | LBS/DAY | Pounds Per Day
16 | LBS/MONTH | Pounds Per Month
17 | LBS/YEAR | Pounds Per Year
18 | M | Meters
19 | M/S | Meters Per Second
20 | MEQ/L | Micro Equivelents Per Liter
21 | MG/L | Milligrams Per Liter
22 | MM/HG | Millimeters Of Mercury
23 | MPN/100 ML | Most Probable Number Per 100 Milliliters
24 | MV | Millivolts
25 | NONE | Parameter Has No Associated Units
26 | NTU | Nephelometric Units
27 | NUM/L | Number Per Liter
28 | NUM/M3 | Number Per Meter Cubed
29 | PCT | Percent
30 | PCT_FS | Percent Full Scale
31 | PER SAMPLE | Number Of Individuals Per Sample
32 | PPT | Parts Per Thousand
33 | SU | Specific Units
34 | TONS/DAY | Tons Per Day
35 | TONS/MONTH | Tons Per Month
36 | TONS/YEAR | Tons Per Year
37 | UE/M**2/S | Microeinsteins Per Meter Squared Per Second
38 | UG/L | Micrograms Per Liter
39 | UM/M**2/S | Micromoles Per Meter Squared Per Second
40 | UMHOS/CM | Microhms Per Centimeter
41 | VOLTS | Voltage
42 | CM | Centimeter
43 | L | Liter
44 | ML | Milliliter
46 | FOLK | Folk Method
47 | G/SAMPLE | Grams Per Sample
48 | KG/M3 | Kilograms Per Meter Cubed
49 | MV/CM | Millivolts Per Centimeter
50 | PHI | PHI Units
51 | PSU | Practical Salinity Units
52 | M3 | Cubic Meters
53 | MG/M3 | Miligrams Per Cubic Meter
54 | ML/M3 | Mililiters Per Cubic Meter
55 | ML/SAMPLE | Mililiters Per Sample
56 | UG/L/H | Micrograms Per Liter Per Hour
57 | FNU | Formazain Nephelometric Units
58 | NTRU | Nephelometric Turbidity Ratio Units

## Method
Table = CEDR.MeasuredMetric.SampleAnalyticalMethod
SampleAnalyticalMethodId | SubstanceIdentificationId | SubstanceIdentificationName | SampleAnalyticalMethodIdentifier | EPAAnalyticalMethodCode | SampleAnalyticalMethodName | SampleAnalyticalMethodDescription | SampleAnalyticalMethodDeviation
1 | 1 |  | L01 | 305.1 | Acidity; Titrimetric
2 | 4 |  | L02 | 310.1 | Acid Neutralizing Capacity
3 | 4 |  | L03 |  | Acid Neutralizing Capacity, Unspecified Lab Method | Undocumented USGS Method
4 | 5 |  | L01 | 206.2 | Total Arsenic Atomic Absorption Furnace Technique
5 | 6 |  | NA |  | Battery Voltage | Battery Voltage Recorded During Dataflow Cruises
6 | 7 |  | L01 |  | Particulate Biogenic Silica | Particulates Collected On A 0.4 UM Polycarbonate Filter Undergo A Mild Digestion Using 0.2 N NAOH. Silicon Is Analyzed Colorimetrically Using An Automated Silicomolybdate Method At A Wavelength Of 660 Or 810 NM. | Original; Technicon Auto Analyzer (CBL; VIMS); Skalar Autoanalyzer (ODU)
7 | 8 |  | NA |  | Boat Speed In Knots | Speed Of Boat While Sampling During Dataflow Cruises
8 | 9 |  | L01 |  | 20 Day BOD; Filtered | An Undiluted; Filtered Sample Is Incubated For 20 Days At 20 +/- 1 Degree Celcius. Dissolved Oxygen (DO) Is Measured By An Oxygen Meter And Probe Initially And Intermittently During The Test. Samples Are Reaerated When DO Concentrations Approach 2 MG/L. The Difference Between The Initial And The Final DO Is The 20-day Biological Oxygen Demand. Nitrification Is Not Inhibited In This Method.
9 | 10 |  | L01 |  | 20 Day BOD; Unfiltered | An Undiluted Whole Water Sample (2 Liters) Is Incubated For 20 Days At 20 +/- 1 Degree Celcius. Dissolved Oxygen (DO) Is Measured By An Oxygen Meter And Probe Initially And Intermittently During The Test. Samples Are Reaerated When Do Concentrations Approach 2 MG/L. The Difference Between The Initial And The Final DO Is The 20-day Biological Oxygen Demand. Nitrification Is Not Inhibited In This Method.
10 | 11 |  | L01 | 405.1 | 5-day Biochemical Oxygen Demand (filtered) |  | From Dec Alpha
11 | 12 |  | L01 | 405.1 | 5-day Biochemical Oxygen Demand
12 | 13 |  | L01 | 215.1 | Calcium
13 | 14 |  | L01 |  | Calcium, WF, Direct AAS | USGS Methodolgy
14 | 14 |  | L02 |  | Metals, WF, ICP-AES | USGS Methodolgy
15 | 14 |  | L03 | 200.6 | Metals - Calcium, Magnesium, Potassium & Sodium
16 | 15 |  | L01 | 200.7 | Total Cadmium; Atomic Emission Spectrometric
17 | 16 |  | L01 |  | Dissolved Organic Matter Absorption Coefficient (gelbstoff) | The Quantity Of Light Absorbed In A Meter Of Water Due To Unspecified Dissolved Organic Compounds. (also Called CDOM A; Yellow Substance And Gelbstoff.) Water Samples Are Filtered Through A 0.22 Micron Polycarbonate Filter To Remove Particulate Material; Typically Following Pre-filtration Through A 0.7 Micron GFF. The Absorption Spectra Of The Filtered Sample And A Filter Blank Are Scanned From 380 To 750 NM Relative To De-ionized Water; Using A Dual-beam Spectrophotometer. The Absorption Coefficient Is Calculated AS; Cdom_440 = 2.303 / L [odsample (440) – Odblank (440)]; Where L Is The Cuvette Path Length (in Meters) And Odblank Is The Optical Density Of A Lab Filtered Blank. Units = 1/m | Gallegos Special Project 2005-2006
18 | 17 |  | L01 |  | Slope Of CDOM Absorption Coefficient Spectrum (400 To 500 NM) | The Slope Of The Regression Line Fitted To The Natural Log Of CDOM A From 400-500 NM (dependent Variable) Versus Wavelength (independent Variable); Multiplied By (-1) To Make A Positive Number. The R-squared Value For This Regression Should Be Greater Than Or Equal To 0.95. Units = 1/nm | Gallegos Special Project 2005-2006
19 | 18 |  | L01 | 446 | Trichromatic Chlorophyll A
20 | 19 |  | L01 | 446 | Trichromatic Chlorophyll B
21 | 20 |  | L01 | 446 | Trichromatic Chlorophyll C
22 | 21 |  | F01 |  | Fluorometic Chlorophyll Using Probe | In-situ Measurement Of In-vivo Chlorophyll Using A Probe Attached To A Multi-parameter Sonde. The Instrument Induces Chlorophyll To Fluoresce By Shining A Beam Of Light And Then Measuring The Higher Wavelength Light Which Is Emitted As A Result Of The Fluorescence Process. The Output Is Processed Via The Sonde Software Providing Readings In UG/L
23 | 21 |  | L01 | 446 | Monochromatic; Spectrophotometric
24 | 21 |  | L02 |  | Monochromatic; Spectrophotometric | Monochromatic; Spectrophotometric Determination: 0.7 Um GFF Filters Are Placed In 90% Aqueous Acetone And Ground To A Uniform Consistency With A Tissue Grinder. Samples Are Steeped Overnight At 4 Degrees C In The Dark. The Extract Is Clarified By Centrifugation. Spectrophotometric Optical Density Readings Are Taken Before And After Acidification Using 2 Drops Of 1 N HCL. Active Chlorophyll-a Is Calculated From Optical Density Readings Using The Equation Chla=(26.7*((OD663B-OD750B)-(OD665A-OD750A))*EXVOL_ML)/(SAMVOL_L*LIPAT_CM)
25 | 21 |  | L03 | 445 | Fluorometric; In-vitro Chlorophyll A | Filters Are Placed In 90% Aqueous Acetone And Ground To A Uniform Consistency With A Tissue Grinder. Samples Are Steeped Overnight At 4 Degrees C In The Dark. The Extract Is Clarified By Centrifugation. The Fluorescence Of The Extract Is Measured Before And After Acidification Using A Fluorometer Calibrated Against A Spectrophotometer Using Pure CHL-A Standards. | Sequoia Turner Fluormeter - Model 112
26 | 22 |  | L02 | 300.6 | Determination Of Inorganic Anions By Ion Chromatography
27 | 23 |  | L01 | 325.3 | Titrimetric; Mercuric Nitrate
28 | 23 |  | L02 | 300 | Total Chloride By Ion Chromatography
29 | 23 |  | L03 | 325.2 | Total Chloride By Automated Colorimetry - Automated Ferricyanide AII
30 | 24 |  | L01 | 410.1 | Titrimetric; Mid-level
31 | 24 |  | L02 | 410.3 | Titrimetric; High Level For Saline Waters
32 | 24 |  | L03 | 410.4 | Colorimetric; Automated Or Manual
33 | 25 |  | L01 | 100.2 | Visual Comparison DO Color Disc
34 | 26 |  | L01 | 200.7 | Total Chromium; Atomic Emission Spectrometric
35 | 27 |  | L01 | 200.7 | Total Copper; Atomic Emission Spectrometric
36 | 29 |  | L01 |  | Dissolved Inorganic Carbon | Acid Oxidation To CO2
37 | 30 |  | D01 |  | Database Calculated DIN - Method 1 | [DIN] = [NH4F] + [NO23F]. None Of The Constituent's Values Are Outside Detection Limits. Brackets Denote Concentration.
38 | 30 |  | D01A |  | Database Calculated DIN - Method 1 - MDL | [DIN] = [NH4F] + [NO23F]. Consituent Values Below Minimum Detection Are Set Equal To The Constituent's Minumum Method Detection Limit. Brackets Denote Concentration.
39 | 30 |  | D01B |  | Database Calculated DIN - Method 1 - 1/2 MDL | [DIN] = [NH4F] + [NO23F]. Constituent Values Below Minimum Detection Are Set Equal To The One Half Of The Constituent's Minumum Method Detection Limit. Brackets Denote Concentration.
40 | 30 |  | D01D |  | Database Calculated DIN - Method 1 | [DIN] = [NH4F] + [NO23F]. Constituent Values Above Maximum Detection Are Set Equal To The Constituent's Maximum Detection Value. Brackets Denote Concentration.
41 | 30 |  | D01G |  | Database Calculated DIN - Method 1 - G | [DIN] = [NH4F] + [NO23F]. One Or More Of The Constituent Values Are Between The MDL And PQL (Or RL) Values. Brackets Denote Concentration.
42 | 30 |  | D02 |  | Database Calculated DIN - Method 2 | [DIN] = [NH4F] + [NO2F] + [NO3F]. None Of The Constituent's Values Are Outside Detection Limits. Brackets Denote Concentration.
43 | 30 |  | D02A |  | Database Calculated DIN - Method 2 - MDL | [DIN] = [NH4F] + [NO2F] + [NO3F]. Consituent Values Below Minimum Detection Are Set Equal To The Constituent's Minumum Method Detection Limit. Brackets Denote Concentration.
44 | 30 |  | D02B |  | Database Calculated DIN - Method 2 - 1/2 MDL | [DIN] = [NH4F] + [NO2F] + [NO3F]. Constituent Values Below Minimum Detection Are Set Equal To The One Half Of The Constituent's Minumum Method Detection Limit. Brackets Denote Concentration.
45 | 30 |  | D02D |  | Database Calculated DIN - Method 2 | [DIN] = [NH4F] + [NO2F] + [NO3F]. Constituent Values Above Maximum Detection Are Set Equal To The Constituent's Maximum Detection Value. Brackets Denote Concentration.
46 | 30 |  | D02G |  | Database Calculated DIN - Method 2 - G | [DIN] = [NH4F] + [NO2F] + [NO3F]. One Or More Of The Constituent Values Are Between The MDL And PQL (Or RL) Values. Brackets Denote Concentration.
47 | 30 |  | NMC |  | No Method Code | Null Values only
48 | 31 |  | F01 | 360.1 | In-situ Membrane Electrode
49 | 31 |  | F02 | 360.1 | Dissolved Oxygen
50 | 31 |  | F03 | 360.2 | Dissolved Oxygen; Modified Winkler
51 | 31 |  | F04 |  | In-situ Dissolved Oxygen; Optical DO Probe |  | YSI Model 6150 ROX Optical Probe; Hydrolab - LDO
52 | 31 |  | F05 |  | Dissolved Oxygen, Specific Conductance, Unspecified Field Method | Undocumented USGS Method
53 | 32 |  | D01 |  | Database Calculated DO_SAT = Method 1 | DO_SAT = 14.6244 - 0.367134 * WTEMP + 0.0044972 * (WTEMP*WTEMP) - 0.0966*SALINITY + 0.00205 * (SALINITY * WTEMP) + 0.0002739 * (SALINITY * SALINITY) | Suggested Name Change To DO_SAT_MAX. J.johnson
54 | 33 |  | F01 |  | DO Relative To Theoretical Value At Saturation (%) | An Air Calibrated; Polarographic; Gold Anode; Membrane Electrode Attached To A Multi-probe Sonde Is Lowered Into A Water Body And Allowed To Stabilize Prior To Taking The Meter Reading. Newer Meters Internally Correct For Temperature And Salinity.
55 | 33 |  | F05 |  | Dissolved Oxygen Percent Saturation, Specific Conductance, Unspecified Field Method | Undocumented USGS Method
56 | 34 |  | L01 |  | Combustion Infrared Method | Filtered Samples (0.7 UM Filter) Are Purged With Nitrogen Under Acidic Conditions To Remove Inorganic Carbon. The Organic Carbon Is Converted To Carbon Dioxide By Catalytic Combustion. The Carbon Dioxide Formed Is Measured Directly By An Infrared Detector. | From Dec Alpha, Shimadzu TOC 500 (VIMS 12/16/91- 5/5/94); Shimadzu TOC 5000 (VIMS 5/94 - 12/94)(DHMS 4/94 On); Shimadzu TOC 5000 (CBL; ODU 1/96 On)
57 | 34 |  | L02 |  | Wet Oxidation Method | Filtered Samples (0.7 UM Filter) Are Acidified; Purged Of Dissolved Inorganic Carbon And Oxidized With Persulfate In An Autoclave At 116-130 Degrees C. The Resultant Carbon Dioxide Is Is Measured By Non-dispersive Infrared Detector. | OI Carbon Analyzer; Horiba PIR 2000 (ODU - Through 12/95)
58 | 34 |  | L03 |  | UV Or Heated Persulfate Oxidation | A Filtered Sample (0.7 Um Filter) Is Is Placed Into The Instrument Where It Is Combined With Acid Persulfate Then Exposed To Either Ultraviolet Light Or Heat (95-100 Degrees C) To Oxidize Organic Carbon To Co2. Inorganic Carbon Is Removed By The Instrument By Vacuum Degassing Or By Subtracting The CO2 Of A Split; Unreacted Sample. CO2 Is Detected With A Non-dispersive Infrared Detector Or A Conductivity Detector. | Astro 1850 TOC Analyzer (DHMH; 11/84 - 3/94); OI Model 700 (CBL; 2/87-12/95)
59 | 34 |  | L04 |  | DOC, 0.45u Silver, Persulfate IR | USGS Methodolgy
60 | 35 |  | D01 |  | Database Calculated DON - Method 1 | [DON] = [TKNF] - [NH4F]. None Of The Constituent's Values Are Outside Detection Limits. Brackets Denote Concentration.
61 | 35 |  | D01A |  | Database Calculated DON - Method 1 - MDL | [DON] = [TKNF] - [NH4F]. Constituent Values Below Minimum Detection Are Set Equal To The Constituent's Minumum Method Detection Limit. Brackets Denote Concentration.
62 | 35 |  | D01B |  | Database Calculated DON - Method 1 - 1/2 MDL | [DON] = [TKNF] - [NH4F]. Constituent Values Below Minimum Detection Are Set Equal To The One Half Of The Constituent's Minumum Method Detection Limit. Brackets Denote Concentration.
63 | 35 |  | D01D |  | Database Calculated DON - Method 1 | [DON] = [TKNF] - [NH4F]. Constituent Values Above Maximum Detection Are Set Equal To The Constituent's Maximum Detection Value. Brackets Denote Concentration.
64 | 35 |  | D01G |  | Database Calculated DON - Method 1 - G | [DON] = [TKNF] - [NH4F]. One Or More Of The Constituent Values Are Between The MDL And PQL (Or RL) Values. Brackets Denote Concentration.
65 | 35 |  | D02 |  | Database Calculated DON - Method 2 | [DON] = [TDN] - [NH4F] - [NO23F]. None Of The Constituent's Values Are Outside Detection Limits. Brackets Denote Concentration.
66 | 35 |  | D02A |  | Database Calculated DON - Method 2 - MDL | [DON] = [TDN] - [NH4F] - [NO23F]. Consituent Values Below Minimum Detection Are Set Equal To The Constituent's Minumum Method Detection Limit. Brackets Denote Concentration.
67 | 35 |  | D02B |  | Database Calculated DON - Method 2 - 1/2 MDL | [DON] = [TDN] - [NH4F] - [NO23F]. Constituent Values Below Minimum Detection Are Set Equal To The One Half Of The Constituent's Minumum Method Detection Limit. Brackets Denote Concentration.
68 | 35 |  | D02D |  | Database Calculated DON - Method 2 | [DON] = [TDN] - [NH4F] - [NO23F]. Constituent Values Above Maximum Detection Are Set Equal To The Constituent's Maximum Detection Value. Brackets Denote Concentration.
69 | 35 |  | D02G |  | Database Calculated DON - Method 2 - G | [DON] = [TDN] - [NH4F] - [NO23F]. One Or More Of The Constituent Values Are Between The MDL And PQL (Or RL) Values. Brackets Denote Concentration.
70 | 35 |  | D03 |  | Database Calculated DON - Method 3 | [DON] = [TDN] - [NH4F] - [NO2F] - [NO3F]. None Of The Constituent's Values Are Outside Detection Limits. Brackets Denote Concentration.
71 | 35 |  | D03A |  | Database Calculated DON - Method 3 - MDL | [DON] = [TDN] - [NH4F] - [NO2F] - [NO3F]. Constituent Values Below Minimum Detection Are Set Equal To The Constituent's Minumum Method Detection Limit. Brackets Denote Concentration.
72 | 35 |  | D03B |  | Database Calculated DON - Method 3 - 1/2 MDL | [DON] = [TDN] - [NH4F] - [NO2F] - [NO3F]. Constituent Values Below Minimum Detection Are Set Equal To The One Half Of The Constituent's Minumum Method Detection Limit. Brackets Denote Concentration.
73 | 35 |  | D03D |  | Database Calculated DON - Method 3 | [DON] = [TDN] - [NH4F] - [NO2F] - [NO3F]. Constituent Values Above Maximum Detection Are Set Equal To The Constituent's Maximum Detection Value. Brackets Denote Concentration.
74 | 35 |  | D03G |  | Database Calculated DON - Method 3 - G | [DON] = [TDN] - [NH4F] - [NO2F] - [NO3F]. One Or More Of The Constituent Values Are Between The MDL And PQL (Or RL) Values. Brackets Denote Concentration.
75 | 35 |  | L01 |  | Disssolved Organic Nitrogen, Unspecified Lab Method | Undocumented USGS Method
76 | 35 |  | NMC |  | No Method Code | Null Values only
77 | 36 |  | D01 |  | Database Calculated DOP - Method 1 | [DOP] = [TDP] - [PO4F]. None Of The Constituent's Values Are Outside Detection Limits. Brackets Denote Concentration.
78 | 36 |  | D01A |  | Database Calculated DOP - Method 1 - MDL | [DOP] = [TDP] - [PO4F]. Constituent Values Below Minimum Detection Are Set Equal To The Constituent's Minumum Method Detection Limit. Brackets Denote Concentration.
79 | 36 |  | D01B |  | Database Calculated DOP - Method 1 - 1/2 MDL | [DOP] = [TDP] - [PO4F]. Constituent Values Below Minimum Detection Are Set Equal To The One Half Of The Constituent's Minumum Method Detection Limit. Brackets Denote Concentration.
80 | 36 |  | D01D |  | Database Calculated DOP - Method 1 | [DOP] = [TDP] - [PO4F]. Constituent Values Above Maximum Detection Are Set Equal To The Constituent's Maximum Detection Value. Brackets Denote Concentration.
81 | 36 |  | D01G |  | Database Calculated DOP - Method 1 - G | [DOP] = [TDP] - [PO4F]. One Or More Of The Constituent Values Are Between The MDL And PQL (Or RL) Values. Brackets Denote Concentration.
82 | 36 |  | D02 |  | Database Calculated DOP - Method 2 | [DOP] = [TDP] - [HPO4F]. None Of The Constituent's Values Are Outside Detection Limits. Brackets Denote Concentration.
83 | 36 |  | D02A |  | Database Calculated DOP - Method 2 - MDL | [DOP] = [TDP] - [HPO4F]. Constituent Values Below Minimum Detection Are Set Equal To The Constituent's Minumum Method Detection Limit. Brackets Denote Concentration.
84 | 36 |  | D02B |  | Database Calculated DOP - Method 2 - 1/2 MDL | [DOP] = [TDP] - [HPO4F]. Constituent Values Below Minimum Detection Are Set Equal To The One Half Of The Constituent's Minumum Method Detection Limit. Brackets Denote Concentration.
85 | 36 |  | D02D |  | Database Calculated DOP - Method 2 | [DOP] = [TDP] - [HPO4F]. Constituent Values Above Maximum Detection Are Set Equal To The Constituent's Maximum Detection Value. Brackets Denote Concentration.
86 | 36 |  | D02G |  | Database Calculated DOP - Method 2 - G | [DOP] = [TDP] - [HPO4F]. One Or More Of The Constituent Values Are Between The MDL And PQL (Or RL) Values. Brackets Denote Concentration.
87 | 36 |  | NMC |  | No Method Code | Null Values only
88 | 37 |  | F01 |  | EPAR At Surface | Reference Measurement For Incident Radiation At Surface Of The Water. Photosynthetically Active Radiation (PAR) Is Measured In Air Using A Flat Cosine Quantum Light Sensor (LICOR LI-190SA Or Equivalent) Pointed Upwards. Units Are Micromoles Per Second Per Square Meter; Which Equal Microeinsteins. One EPAR_S Value Is Taken As Close As Possible In Time To Each Underwater Value Collected.
89 | 38 |  | F01 |  | In-situ; Sensor Down; Upwelling PAR | Photosynthetically Active Radiation (PAR) Is Measured Underwater Using A Flat Cosine Quantum Sensor (LICOR LI-190SA Or Equivalent) Pointing Down In The Water Column. An Initial Underwater Light Reading Is Taken At 0.1 Meter Depth; Then At 0.5 Meter Increments Until A Value Of Approximately 10 Micromoles Per Second Per Square Meter Is Obtained. | These Data Submitted For A Short Time By ODU Then
90 | 39 |  | F01 |  | In-situ; Sensor Up; Downwelling PAR | Photosynthetically Active Radiation (PAR) Is Measured Underwater Using A Flat Cosine Quantum Sensor (LICOR LI-190SA Or Equivalent) Pointing Up In The Water Column. An Initial Underwater Light Reading Is Taken At 0.1 Meter Depth; Then At 0.5 Meter Increments Until A Value Of Approximately 10 Micromoles Per Second Per Square Meter Is Obtained. | LICOR LI-190SA Or Equivalent.
91 | 40 |  | L02 |  | Fecal Coliform Membrane Filter; M-FC Medium | Several Different Volumes Of Sample Are Filtered Through Sterile Membrane Filters; Which Are Placed In M-FC Medium And Incubated At 44.5 +/- 0.2 Degrees Celcius For 24 +/- 2 Hours. Fecal Coliform Colonies Are Identified By Their Blue Color And Counted. Results Are Reported In Units Of Colonies Per 100 Ml. | From Dec Alpha
92 | 41 |  | L01 |  | Fecal Coliform - EC Medium; MPN | A Suspected Fecal Coliform Colony From A Positive Total Coliform Test Is Inoculated On Five Tubes Of EC Medium. They Are Incubated At 44.5 +/- 0.2 Degrees Celcius For 24 +/- 2 Hours. Gas Production Indicates A Positive Test. The Most Probable Number (MPN) Or An Estimate Of Bacterial Density Is Derived From A Probability Function Based On The Number Of Positive Tests. | From Dec Alpha
93 | 41 |  | L03 |  | Direct Test; A-1 Medium | The A-1 Medium Is Used To Directly Isolate Fecal Coliforms From Water. Innoculated Tubes Are Incubated For 3 Hours At 35 C; Then At 44.5 C For 21 Hours. Gas Production In Any Culture Within 24 Hous Or Less Indicates The Presence Of Fecal Coliforms. The Most Probable Number (mpn) Is Calculated From The Number Of Positive Tubes.
94 | 43 |  | L01 |  | Total Iron; Phenanthroline Method | Iron Is Reduced To The Ferrous State By Boiling With Hydrochloric Acid And Hydroxylamine And Treated With 1;10-Phenanthroline To From An Orange-red Complex. The Absorbance Of This Solution Is Measured Colorimetrically In A Spectrophotometer At 510 NM.
95 | 43 |  | L02 |  | Total Iron; Atomic Emission Spectrometric | The Basis Of The Method Is The Measurement Of Atomic Emission By An Optical Spectroscopic Technique. Samples Are Nebulized And The Aerosol That Is Produced Is Transported To The Plasma Torch Where Excitation Occurs. Characteristic Atomic-line Emission Spectra Are Produced By A Radio-frequency Inductively Coupled Plasma (icp). For Total Recoverable Elements; The Sample Is Acidified With (1+1) Hno3 To Ph2 Or Less As Soon As Possible; Preferable At The Time Of Collection. The Samle Is Not Filtered Before Processing.the Basis Of The Method Is The Measurement Of Atomic Emission By An Optical Spectroscopic Technique. Samples Are Nebulized And The Aerosol That Is Produced Is Transported To The Plasma Torch Where Excitation Occurs. Characteristic Atomic-line Emission Spectra Are Produced By A Radio-frequency Inductively Coupled Plasma (icp). For Total Recoverable Elements; The Sample Is Acidified With (1+1) Hno3 To Ph2 Or Less As Soon As Possible; Preferable At The Time Of Collection. The Samle Is Not Filtered Before Processing.
96 | 44 |  | L02 | 200.7 | Total Iron; Atomic Emission Spectrometric
97 | 44 |  | L03 |  | Metals, WF, ICP-AES | USGS Methodolgy
98 | 45 |  | F01 |  | Streamflow; Mean Daily | Daily Streamflow Is Computed As The Arithmetic Mean Of Discharges Estimated From A Continuous Record Of Gage Height (stage); Using The Stage - Discharge Relation. Gage Height Is Recorded At A Fixed Time Interval; Usually 15 Or 20 Minutes; Using An Electronic Or Ecetromechanical Datalogger. Stage - Discharge Relations Vary With Streamflow Conditions And Are Checked And Updated As Needed By Making Regular Discharge Measurements; (~ Every 6 Weeks.)
99 | 46 |  | F01 |  | Streamflow; Instantaneous | Streamflow (discharge) Is Determined By The Midsection Method Where Average Flow Velocities Are Determined At Many Points Across A Stream Using A Current Meter Consisting Of A Propeller That Is Rotated By The Flowing Water. Each Measurement Is Consisdered To Be At The Vertical Midsection Of A Partial Stream Cross Section In Which It Is Located. Velocity Measurements Are Usually Made At 0.6 Of The Depth (measured From The Surface) Or At 0.2 And 0.8 Of The Depth. Flow Of Each Incremental Section Is Is Calculated (width X Depth X Velocity). The Total Instantaneous Flow Is The Sum Of Each Incremental Section's Flow Measurement. | Price AA Meter; Price Pygmy Meter
100 | 46 |  | F02 |  | Streamflow; Instantaneous, Unspecified Field Method | Undocumented USGS Method
101 | 47 |  | NA |  | Fluorescence | Fluorescence; %FS (full Scale) | Used In The Shallow Water Project
102 | 48 |  | L01 | 160.4 | Fixed Solids
103 | 49 |  | D01 |  | Database Calculated FSS - Method 1 | [FSS] = [TSS] - [VSS]. None Of The Constituent's Values Are Outside Detection Limits. Brackets Denote Concentration.
104 | 49 |  | D01A |  | Database Calculated FSS - Method 1 - MDL | [FSS] = [TSS] - [VSS]. Constituent Values Below Minimum Detection Are Set Equal To The Constituent's Minumum Method Detection Limit. Brackets Denote Concentration.
105 | 49 |  | D01B |  | Database Calculated FSS - Method 1 - 1/2 MDL | [FSS] = [TSS] - [VSS]. Constituent Values Below Minimum Detection Are Set Equal To The One Half Of The Constituent's Minumum Method Detection Limit. Brackets Denote Concentration.
106 | 49 |  | D01D |  | Database Calculated FSS - Method 1 | [FSS] = [TSS] - [VSS]. Constituent Values Above Maximum Detection Are Set Equal To The Constituent's Maximum Detection Value. Brackets Denote Concentration.
107 | 49 |  | D01G |  | Database Calculated FSS- Method 1 - G | [FSS] = [TSS] - [VSS]. One Or More Of The Constituent Values Are Between The MDL And PQL (Or RL) Values. Brackets Denote Concentration.
108 | 49 |  | L01 | 160.4 | Fixed Suspended Solids |  | From Dec Alpha
109 | 49 |  | NMC |  | No Method Code | Null Values only
110 | 50 |  | F01 |  | Flow Gague Height, measured in the field
111 | 51 |  | L01 | 130.2 | Titrimetric; EDTA
112 | 51 |  | L02 | 130.1 | Colorimetric; Automated EDTA |  | Original
113 | 52 |  | L01 | 245.2 | Total Mercury; Automated Cold Vapor Technique
114 | 53 |  | L01 |  | Carbonaceous BOD5; Inhibited; Filtered | A Nitrogen Inhibitor Is Added To An Undiluted; Filtered Sample And Incubated For Five Days At 20 +/- 1 Degree Celcius. Dissolved Oxygen Is Measured By An Oxygen Meter And Probe Before And After Incubation. The Difference In The Dissolved Oxygen (Per Liter Of Sample) Is The Carbonaceous 5-day Biological Oxygen Demand.
115 | 54 |  | L01 |  | Carbonaceous BOD5; Inhibited; Unfiltered | A Nitrogen Inhibitor Is Added To A Whole Water Sample And Incubated For Five Days At 20 +/- 1 Degree Celcius. Dissolved Oxygen Is Measured By An Oxygen Meter And Probe Before And After Incubation. The Difference In The Dissolved Oxygen (Per Liter Of Sample) Is The Carbonaceous 5-day Biological Oxygen Demand.
116 | 55 |  | D01 |  | Database Calculated KD - SAV 2 Point Method | KD = - ( LN(EPARU_Z DEEP) - LN (EPARU_Z SHALLOW)) / (DEEP DEPTH - SHALLOW DEPTH) Where: * Shallow Depth - Shallowest Depth With A Par Reading In The First 2 Meters Of The Water Column * Deep Depth - Deepest Depth With A Par Reading In The First 2 Meters Of The Water Column * Eparu_z Deep - Par Reading (upward Sensor) At Deep Depth * Eparu_z Shallow - Par Reading (upward Sensor) At Shallow Depth. Using This Method; Kd Is Not Calculated For Any Sampling Event With Only One Par Reading In The First 2 Meters Of The Water Column; Or If Eparu_z Deep And/or Eparu_z Shallow Are Negative. The Measurements Of Par At Depth Are Adjusted To Account For The Variation In The Amount Of Light Reaching The Water Column Using The Following Formula Attributed To Larry Harding: (1) Identify Maximum Epar_s Value Among The Depths Being Used In The Kd Calculation. (2) Adjust Each Eparu_z Value By Multiplying It By: (maximum Epar_s In That Sequence / Epar_s From That Depth) (3) Use The Adjusted Eparu_z Values To Calculate Kd. Note That Epar_s Must Be Present For Every Eparu_z Value Used In The Kd Calculation In Order To Do The Adjustment. If The Required Values Are Not Present; The Adjustment Is Not Performed.
117 | 55 |  | F01 |  | Light Attenuation | PAR Readings Are Taken Using A LICOR 192SA. One Sensor Is Mounted On The Boat And A Second Underwater Sensore Is Lowered Through The Water Column To Measure Light Attenuation. The Initial Reading Is Taken At 0.1 M With Subsequent Readings Are Taken At 0.5 M Increments. In Turbid Conditions Readings Are Taken At 0.25 M Intervals. Readings From Both The Deck And Underwater Sensor Are Recorded Each Time A Measurement Is Taken.
118 | 56 |  | L01 |  | Potassium, WF, Direct AAS | USGS Methodolgy
119 | 57 |  | L01 | 242.1 | Magnesium
120 | 57 |  | L02 | 200.6 | Metals - Calcium, Magnesium, Potassium & Sodium
121 | 59 |  | L01 | 273.1 | Sodium
122 | 59 |  | L02 | 200.6 | Metals - Calcium, Magnesium, Potassium & Sodium
123 | 60 |  | L01 | 350.1, 349.0 | Colorimetric; Automated Phenate (Indophenol) |  | From Dec Alpha
124 | 60 |  | L02 |  | Colorimetric; Auto Salicylate-Hypochlorite | Ammonia In A Filtered Sample Reacts With Sodium Salicylate; Sodium Nitroprusside And Sodium Hypochlorite In An Alkaline Medium To Form An Intensely Colored Compound. The Resulting Color Is Directly Proportional To The Concentration Of Ammonia Present. The Solution's Color Is Intensified By Sodium Nitroprusside; Heated And Read Colorimetrically Using An Autoanalyzer.
125 | 60 |  | L03 |  | Ammonium Nitrogen, Unspecified Lab Method | Undocumented USGS Method
126 | 60 |  | L04 |  | Ammonium Nitrogen, Filetered, Unspecified Lab Method 2 | Undocumented USGS Method
127 | 61 |  | L01 | 350.1 | Colorimetric; Automated Phenate (Indophenol)
128 | 61 |  | L02 |  | Ammonium Nitrogen, Whole Water, Unspecified Lab Method | Undocumented USGS Method
129 | 61 |  | L03 |  | Ammonium Nitrogen, Whole Water, Unspecified Lab Method 2 | Undocumented USGS Method
130 | 62 |  | L01 | 200.8 | Nickel By Inductively Coupled Plasma - Mass Spectrometry
131 | 63 |  | C01A |  | Calculated By Addition At Region VADEQ/NRO | Calculated By Addition At Region VADEQ/NRO. See NO2F Method L01
132 | 63 |  | D01 |  | Database Calculated NO23F - Method 1 | [NO23F] = [NO2F] + [NO3F]. None Of The Constituent's Values Are Outside Detection Limits. Brackets Denote Concentration.
133 | 63 |  | D01A |  | Database Calculated NO23F - Method 1 - MDL | [NO23F] = [NO2F] + [NO3F]. Consituent Values Below Minimum Detection Are Set Equal To The Constituent's Minumum Method Detection Limit. Brackets Denote Concentration.
134 | 63 |  | D01B |  | Database Calculated NO23F - Method 1 - 1/2 MDL | [NO23F] = [NO2F] + [NO3F]. Constituent Values Below Minimum Detection Are Set Equal To The One Half Of The Constituent's Minumum Method Detection Limit. Brackets Denote Concentration.
135 | 63 |  | D01D |  | Database Calculated NO23F - Method 1 | [NO23F] = [NO2F] + [NO3F]. Constituent Values Above Maximum Detection Are Set Equal To The Constituent's Maximum Detection Value. Brackets Denote Concentration.
136 | 63 |  | L01 | 353.2, 353.4 | Colorimetric; Automated Cadmium Reduction |  | From Dec Alpha
137 | 63 |  | L02 | 353.3 | Spectrophotometric; Manual Cadmium Reduction |  | From Dec Alpha
138 | 63 |  | L03 | None | Enzymatic Nitrate Method |  | Aquakem 250
139 | 64 |  | D01 |  | Database Calculated NO23W | [NO23W] = [NO2W] + [NO3W]. No Constituent Values Below Detection. Brackets Denote Concentration.
140 | 64 |  | D01A |  | Database Calculated NO23W - Method 1 - MDL | [NO23W] = [NO2W] + [NO3W]. Constituent Values Below Minimum Detection Are Set Equal To The Constituent's Minumum Method Detection Limit. Brackets Denote Concentration.
141 | 64 |  | D01B |  | Database Calculated NO23W - Method 1 - 1/2 MDL | [NO23W] = [NO2W] + [NO3W]. Constituent Values Below Minimum Detection Are Set Equal To The One Half Of The Constituent's Minumum Method Detection Limit. Brackets Denote Concentration.
142 | 64 |  | D01D |  | Database Calculated NO23W - Method 1 | [NO23W] = [NO2W] + [NO3W]. Constituent Values Above Maximum Detection Are Set Equal To The Constituent's Maximum Detection Value. Brackets Denote Concentration.
143 | 64 |  | L01 | 353.2 | Colorimetric; Automated Cadmium Reduction
144 | 64 |  | L02 | 353.3 | Manual; Spectrophotometric; Cadmium Reduction
145 | 64 |  | L03 |  | Nitrate+Nitrite, Whole Water, Unspecified Lab Method | Undocumented USGS Method
146 | 65 |  | L01 | 353.2, 353.4 | Automated; Colorimetric; Diazotization |  | From Dec Alpha
147 | 65 |  | L02 | 354.1 | Manual; Spectrophotometric; Diazotization |  | From Dec Alpha
148 | 65 |  | L03 | 300 | Dissolved Nitrite By Ion Chromatography
149 | 65 |  | L04 |  | Nutrients, WF, Colorimetric | USGS Methodolgy
150 | 66 |  | L01 | 353.2 | Automated; Colorimetric; Diazotization
151 | 66 |  | L02 | 354.1 | Manual; Spectrophotometric; Diazotization
152 | 66 |  | L03 | 300 | Total Nitrite By Ion Chromatography
153 | 67 |  | C01 |  | Calculated NO3F (submitted To CBPO) | Determined By Calculation: NO3F = NO23F-NO2F. NO3 And NO2 Were Submitted By VADEQ (thru Apr 10; 1996) And DCDOH (thru Aug; 1995) Instead Of Submitting NO2 And NO23. Because NO23 Was Not Submitted; This Calculated Value Was Kept In The Database. All Other Data Submitters Provided NO2 And NO23.
154 | 67 |  | D01 |  | Database Calculated NO3F - Method 1 | [NO3F] = [NO23F] - [NO2F]. None Of The Constituent's Values Are Outside Detection Limits. Brackets Denote Concentration.
155 | 67 |  | D01A |  | Database Calculated NO3F - Method 1 - MDL | [NO3F] = [NO23F] - [NO2F]. Consituent Values Below Minimum Detection Are Set Equal To The Constituent's Minumum Method Detection Limit. Brackets Denote Concentration.
156 | 67 |  | D01B |  | Database Calculated NO3F - Method 1 - 1/2 MDL | [NO3F] = [NO23F] - [NO2F]. Constituent Values Below Minimum Detection Are Set Equal To The One Half Of The Constituent's Minumum Method Detection Limit. Brackets Denote Concentration.
157 | 67 |  | D01D |  | Database Calculated NO3F - Method 1 | [NO3F] = [NO23F] - [NO2F]. Constituent Values Above Maximum Detection Are Set Equal To The Constituent's Maximum Detection Value. Brackets Denote Concentration.
158 | 67 |  | D01G |  | Database Calculated NO3F - Method 1 - G | [NO3F] = [NO23F] - [NO2F]. One Or More Of The Constituent Values Are Between The MDL And PQL (Or RL) Values. Brackets Denote Concentration.
159 | 67 |  | L01 | 300 | Nitrate By Ion Chromatography | A Small Volume Of Filtered Sample Is Introduced Into An Ion Chromatographs. The Anions Of Interest; Including Nitrate; Are Separated And Measured Using A System Comprised Of A Guard Column; Analytical Column; Suppressor Device And Conductivity Detector.
160 | 67 |  | L02 |  | Nitrite, Filtered, Unspecified Lab Method | Undocumented USGS Method
161 | 67 |  | L03 |  | Nitrite, Filtered, Unspecified Lab Method 2 | Undocumented USGS Method
162 | 67 |  | NMC |  | No Method Code | Null Values only
163 | 68 |  | D01 |  | Database Calculated NO3W - Method 1 | [NO3W] = [NO23W] - [NO2W]. None Of The Constituent's Values Are Outside Detection Limits. Brackets Denote Concentration.
164 | 68 |  | D01A |  | Database Calculated NO3W - Method 1 - MDL | [NO3W] = [NO23W] - [NO2W]. Constituent Values Below Minimum Detection Are Set Equal To The Constituent's Minumum Method Detection Limit. Brackets Denote Concentration.
165 | 68 |  | D01B |  | Database Calculated NO3W - Method 1 - 1/2 MDL | [NO3W] = [NO23W] - [NO2W]. Constituent Values Below Minimum Detection Are Set Equal To The One Half Of The Constituent's Minumum Method Detection Limit. Brackets Denote Concentration.
166 | 68 |  | D01D |  | Database Calculated NO3W - Method 1 | [NO3W] = [NO23W] - [NO2W]. Constituent Values Above Maximum Detection Are Set Equal To The Constituent's Maximum Detection Value. Brackets Denote Concentration.
167 | 68 |  | L01 | 300 | Total Nitrate By Ion Chromatography
168 | 69 |  | F01 |  | Oxidation Reduction Potential | In-situ; A Probe Is Used To Measure The Difference In Potential Between An Electrode Which Is Relatively Chemically Inert And A Reference Electrode. The Potential Associated With A Platinum Button On The Tip Of The Probe Is Read Versus The AG/AGCL Reference Electrode Of The Combination Sensor That Utilizes Gelled Electrolyte. ORP Values Are Not Compensated For Temperature. Values Are Presented In Milivolts (MV). | YSI 3500 Electrode Attached To A 6600 Series Sonde - SMRP
169 | 70 |  | L01 | 239.2 | Total Lead; Atomic Absorption; Furnace Technique
170 | 71 |  | L01 | 440 | Particulate Carbon (Inorganic+Organic) |  | From Dec Alpha
171 | 73 |  | F01 | 150.1 | In-situ Electrode Method
172 | 73 |  | F02 | 150.1 | Electrode Method
173 | 73 |  | F03 |  | PH, Unspecified Field Method | Undocumented USGS Method
174 | 73 |  | L01 | 150.6 | PH Of Wet Deposition -Electrolytic Determination 600/4-86-024
175 | 73 |  | L02 |  | PH, Lab, Auto Glass Electrode | USGS Methodolgy
176 | 74 |  | L01 | 446 | Monochromatic; Spectrophotometric
177 | 74 |  | L02 |  | Monochromatic; Spectrophotometric | Spectrophotometric Determination: Filters Are Placed In 90% Aqueous Acetone And Ground To A Uniform Consistency With A Tissue Grinder. Samples Are Steeped Overnight At 4 Degrees C In The Dark. The Extract Is Clarified By Centrifugation. Spectrophotometric Optical Density Readings Are Taken Before And After Acidification Using 2 Drops Of 1 N Hcl. Active Pheophytin Is Calculated From Optical Density Readings Using The Equation Pheo=(26.73*((1.7*(od665a-od750a))-(od663b-od750b))*exvol_ml)/(samvol_l*lipat_cm)
178 | 74 |  | L03 | 445 | Monochromatic; Fluorometric
179 | 75 |  | L01 | 440 | Particulate Inorganic Carbon
180 | 76 |  | L01 |  | Particulate Inorganic Phosphorus | Particulates On A 0.7 UM Glass Fiber Filter Are Dried At 103-105 Deg C For 3 Hours. Phosphate Is Extracted With 1 N HCL Overnight And Measured By The Automated Ascorbic Acid Method For PO4. | Done In 1994; Started Again In 2003;8/8/03; Technicon Autoanalyzer II (CBL); Skalar Autoanalyzer (ODU;VADCLS;VIMS)
181 | 77 |  | D01 |  | Database Calculated PN - Method 1 | [PN] = [TN] - [TDN]. None Of The Constituent's Values Are Outside Detection Limits. Brackets Denote Concentration.
182 | 77 |  | D01A |  | Database Calculated PN - Method 1 - MDL | [PN] = [TN] - [TDN]. Consituent Values Below Minimum Detection Are Set Equal To The Constituent's Minumum Method Detection Limit. Brackets Denote Concentration.
183 | 77 |  | D01B |  | Database Calculated PN - Method 1 - 1/2 MDL | [PN] = [TN] - [TDN]. Constituent Values Below Minimum Detection Are Set Equal To The One Half Of The Constituent's Minumum Method Detection Limit. Brackets Denote Concentration.
184 | 77 |  | D01D |  | Database Calculated PN - Method 1 | [PN] = [TN] - [TDN]. Constituent Values Above Maximum Detection Are Set Equal To The Constituent's Maximum Detection Value. Brackets Denote Concentration.
185 | 77 |  | D01G |  | Database Calculated PN - Method 1 - G | [PN] = [TN] - [TDN]. One Or More Of The Constituent Values Are Between The MDL And PQL (Or RL) Values. Brackets Denote Concentration.
186 | 77 |  | L01 | 440 | Particulate Nitrogen |  | From Dec Alpha
187 | 77 |  | NMC |  | No Method Code | Null Values only
188 | 78 |  | L01 | 365.1, 365.5 | Orthophosphate; Automated; Ascorbic Acid |  | From Dec Alpha
189 | 78 |  | L02 | 365.2 | Orthophosphate; Manual; Ascorbic Acid; Single Reagent |  | From Dec Alpha
190 | 78 |  | L03 | 365.3 | Orthophosphate; Manual; Ascorbic Acid; Two Reagent |  | From Dec Alpha
191 | 78 |  | L04 |  | Orthophosphate Phosphorus As P, Whole Water, Unspecified Lab Method | Undocumented USGS Method
192 | 78 |  | L05 |  | Orthophosphate Phosphorus As P, Whole Water, Unspecified Lab Method 2 | Undocumented USGS Method
193 | 79 |  | L01 | 365.1, 365.5 | Orthophosphate; Automated; Ascorbic Acid
194 | 80 |  | D01 |  | Database Calculated POC - Method 1 | [POC] = [TOC] - [DOC]. None Of The Constituent's Values Are Outside Detection Limits. Brackets Denote Concentration.
195 | 80 |  | D01A |  | Database Calculated POC - Method 1 - MDL | [POC] = [TOC] - [DOC]. Constituent Values Below Minimum Detection Are Set Equal To The Constituent's Minumum Method Detection Limit. Brackets Denote Concentration.
196 | 80 |  | D01B |  | Database Calculated POC - Method 1 - 1/2 MDL | [POC] = [TOC] - [DOC]. Constituent Values Below Minimum Detection Are Set Equal To The One Half Of The Constituent's Minumum Method Detection Limit. Brackets Denote Concentration.
197 | 80 |  | D01D |  | Database Calculated POC - Method 1 | [POC] = [TOC] - [DOC]. Constituent Values Above Maximum Detection Are Set Equal To The Constituent's Maximum Detection Value. Brackets Denote Concentration.
198 | 80 |  | D01E |  | POC, Calculated | USGS Methodolgy
199 | 80 |  | D01G |  | Database Calculated POC - Method 1 - G | [POC] = [TOC] - [DOC]. One Or More Of The Constituent Values Are Between The MDL And PQL (Or RL) Values. Brackets Denote Concentration.
200 | 80 |  | D02 |  | Database Calculated POC - Method 2 | [POC] = [PC] - [PIC]. None Of The Constituent's Values Are Outside Detection Limits. Brackets Denote Concentration.
201 | 80 |  | D02A |  | Database Calculated POC - Method 2 - MDL | [POC] = [PC] - [PIC]. Constituent Values Below Minimum Detection Are Set Equal To The Constituent's Minumum Method Detection Limit. Brackets Denote Concentration.
202 | 80 |  | D02B |  | Database Calculated POC - Method 2 - 1/2 MDL | [POC] = [PC] - [PIC]. Constituent Values Below Minimum Detection Are Set Equal To The One Half Of The Constituent's Minumum Method Detection Limit. Brackets Denote Concentration.
203 | 80 |  | D02D |  | Database Calculated POC - Method 2 | [POC] = [PC] - [PIC]. Constituent Values Above Maximum Detection Are Set Equal To The Constituent's Maximum Detection Value. Brackets Denote Concentration.
204 | 80 |  | D02G |  | Database Calculated POC - Method 2 - G | [POC] = [PC] - [PIC]. One Or More Of The Constituent Values Are Between The MDL And PQL (Or RL) Values. Brackets Denote Concentration.
205 | 80 |  | L02 |  | POC, 0.45u Silver, Wet Oxidation | USGS Methodolgy
206 | 80 |  | NMC |  | No Method Code | Null Values only
207 | 81 |  | D01 |  | Database Calculated PON - Method 1 | [PON] = [TKNW] - [TKNF]. None Of The Constituent's Values Are Outside Detection Limits. Brackets Denote Concentration.
208 | 81 |  | D01A |  | Database Calculated PON - Method 1 - MDL | [PON] = [TKNW] - [TKNF]. Consituent Values Below Minimum Detection Are Set Equal To The Constituent's Minumum Method Detection Limit. Brackets Denote Concentration.
209 | 81 |  | D01B |  | Database Calculated PON - Method 1 - 1/2 MDL | [PON] = [TKNW] - [TKNF]. Constituent Values Below Minimum Detection Are Set Equal To The One Half Of The Constituent's Minumum Method Detection Limit. Brackets Denote Concentration.
210 | 81 |  | D01D |  | Database Calculated PON - Method 1 | [PON] = [TKNW] - [TKNF]. Constituent Values Above Maximum Detection Are Set Equal To The Constituent's Maximum Detection Value. Brackets Denote Concentration.
211 | 81 |  | D01G |  | Database Calculated PON - Method 1 - G | [PON] = [TKNW] - [TKNF]. One Or More Of The Constituent Values Are Between The MDL And PQL (Or RL) Values. Brackets Denote Concentration.
212 | 81 |  | NMC |  | No Method Code | Null Values only
213 | 82 |  | D01 |  | Database Calculated PP - Method 1 | [PP] = [TP] - [TDP]. None Of The Constituent's Values Are Outside Detection Limits. Brackets Denote Concentration.
214 | 82 |  | D01A |  | Database Calculated PP - Method 1 - MDL | [PP] = [TP] - [TDP]. Constituent Values Below Minimum Detection Are Set Equal To The Constituent's Minumum Method Detection Limit. Brackets Denote Concentration.
215 | 82 |  | D01B |  | Database Calculated PP - Method 1 - 1/2 MDL | [PP] = [TP] - [TDP]. Constituent Values Below Minimum Detection Are Set Equal To The One Half Of The Constituent's Minumum Method Detection Limit. Brackets Denote Concentration.
216 | 82 |  | D01D |  | Database Calculated PP - Method 1 | [PP] = [TP] - [TDP]. Constituent Values Above Maximum Detection Are Set Equal To The Constituent's Maximum Detection Value. Brackets Denote Concentration.
217 | 82 |  | D01G |  | Database Calculated PP - Method 1 - G | [PP] = [TP] - [TDP]. One Or More Of The Constituent Values Are Between The MDL And PQL (Or RL) Values. Brackets Denote Concentration.
218 | 82 |  | L01 |  | Particulate Phosphorus; Semi-automated; Direct | Particulates On A 0.7 UM Glass Fiber Filter Are Weighed; Then Combusted @ 550 C To Convert Organically Bound Phosphorus To Phosphate. Phosphate Is Extracted With HCL And Measured By The Automated Ascorbic Acid Method For PO4. | Original; Technicon Autoanalyzer II (CBL); Skalar Autoanalyzer (ODU); Konelab Aquakem 250 (CBL; Start 5/05)
219 | 82 |  | NMC |  | No Method Code | Null Values only
220 | 83 |  | F01 |  | In-situ Measurement With Probe | Calculated In-situ Automatically By Meter Or Probe. Units Are Parts Per Thousand (PPT) And Are Equal To Practical Salnity Units (PSU).
221 | 83 |  | F02 |  | Calculated From SPCOND | Salinity Is Calculated From Conductivity (CONS UMHOS/CM) Measurements Using The Following Equation. Units Are Parts Per Thousand (PPT) And Are Equal To Practical Salnity Units (PSU). Salinity = 20 + 0.69608*((cond/1000)-32.188) + 0.001309499*cond/1000)-32.188)**2) -0.000011918*(((cond/1000)-32.188)**3)+0.00000017392*(((cond/1000)-32.188)**4)-0.0000000031112*(((cond/1000)-32.188)**5)
222 | 83 |  | F03 |  | Calculated From SPCOND | Salinity Is Calculated From Conductivity And Temperature Values; (or T=25 C If Equipment Set Number Is 90-99); According To The Following Equation. Units Are Parts Per Thousand (PPT) And Are Equal To Practical Salnity Units (PSU). Salinity = 1.80566 (a) (b); Where A = .36996/((conductivity)**-1.07) - 0.7464((10**-3) ; And B = 1.3855 - .046485668 (temp) +.0014887785 ((temp)**2) - .000063083433 ((temp)**3) + .0000025144517 ((temp)**4 - .000000059600245 ((temp)**5) + 0.0000000005778085 ((temp)**6).
223 | 83 |  | F04 |  | UNESCO '83 Calculation | Calculated From Water Temperature And Conductivity Using UNESCO '83 Equations For Practical Salinity. Units Are Parts Per Thousand (PPT) And Are Equal To Practical Salnity Units (PSU). | Interocean Conductivity/temperature Probe; Applied Microsystems CTD
224 | 84 |  | L01 | 270.2 | Total Selenium; Atomic Absorption; Furnace Technique
225 | 85 |  | F01 |  | 20 CM Secchi Depth | A 20 CM Diameter Secchi Disk Is Lowered Into The Water And The Depth (in Meters) At Which The Black And White Quadrants Can No Longer Be Distinguished Is Averaged With The Depth At Which The Black And White Quadrants Can Again Be Distinguished. | VIMS; ODU & DNR Use 20 CM
226 | 85 |  | F02 |  | 30 CM Secchi Depth | A 30 CM Diameter Secchi Disk Is Lowered Into The Water And The Depth (in Meters) At Which The Black And White Quadrants Can No Longer Be Distinguished Is Averaged With The Depth At Which The Black And White Quadrants Can Again Be Distinguished.
227 | 87 |  | L01 | 366 | Colorimetric; Automated; Molybdenum Blue |  | From Dec Alpha
228 | 87 |  | L02 | 370.1 | Spectrophotometric; Manual; Molybdosilicate |  | Original
229 | 87 |  | L03 |  | Silica; Atomic Absorption Spectrometry; Direct | Silica Is Determined By Atomic Absorption Spectrometry By Direct Aspiration Of The Sample Into A Nitrous Oxide-acetylene Flame Without Preconcentration Or Pretreatment Of The Sample. | From Dec Alpha
230 | 87 |  | L04 |  | Metals, WF ICP-AES | USGS Methodolgy
231 | 88 |  | D01 |  | Database Calculated Sigma_T - Method 1 | SIGMA_T = TSUM+ ((SIGO + 0.1324) * (1- SA + SB * (SIGO - 0.1324))) Where Tsum = (-1*(((wtemp - 3.98)*(wtemp - 3.98)) / 503.57))*((wtemp + 283) / (wtemp + 67.26)) Sigo = - 0.069 + ((1.47808 * ((salinity - 0.03) / 1.805)) - (0.00157 * (((salinity - 0.03) / 1.805) * ((salinity - 0.03) / 1.805))) + (0.0000398 * (((salinity - 0.03) / 1.805) * ((salinity - 0.03) / 1.805) * ((salinity - 0.03) / 1.805)))) Sa = ((0.01) * Wtemp) * (4.7867 - (0.098185 * Wtemp) + (0.0010843 * (wtemp * Wtemp))) Sb = ( 0.000001 * Wtemp) * (18.030 - (0.8164 * Wtemp) + (0.01667 * (wtemp * Wtemp)))
232 | 89 |  | L01 | 101 | Colorimetric; Automated; Molybdenum Blue
233 | 89 |  | L02 | 370.1 | Spectrophotometric; Manual; Molybdosilicate
234 | 89 |  | L03 | 200.7 | Silica By Inductively Coupled Plasma - Mass Spectrometry
235 | 92 |  | L01 | 375.4 | Sulfate; Turbidimetric Method
236 | 92 |  | L02 | 300 | Sulfate By Ion Chromatography
237 | 92 |  | L03 | 375.2 | Automated Colorimetric; Methylthymol Blue
238 | 92 |  | L04 | 300.6 | Sulfate By Ion Chromatography-similar To 300.0
239 | 93 |  | L01 | 375.4 | Sulfate; Turbidimetric Method
240 | 93 |  | L02 |  | Anions, WF, IC | USGS Methodolgy
241 | 94 |  | F01 |  | In-situ Specific Conductance At 25 C | A Calibrated Conductivity Sensor Attached To A Multi-probe Sonde Is Lowered Into A Water Body And Allowed To Stabilize Prior To Taking The Meter Reading. | Name Changed From COND To SPCOND July 1 2004; Hydrolab: Models 60; 4000; Surveyor II; Surveyor III; YSI: Models 33; 6000 UPG33 ; Beckman RS-5; RS-7 Salinometers; Applied Microsystems CTD (VIMS); Interocean Conductivity/Temp Probe (VIMS)
242 | 94 |  | F02 | 120.1 | Specific Conductance At 25 C - Field Grab |  | Name Changed From COND To SPCOND July 1 2004
243 | 94 |  | F03 |  | Specific Conductance, Unspecified Field Method | Undocumented USGS Method
244 | 94 |  | F04 |  | Specific Conductance, Unspecified Field Method 2 | Undocumented USGS Method
245 | 94 |  | L01 | 360.1 | Laboratory Measured Conductivity
246 | 94 |  | L02 |  | Specific Conductance, Lab, Autom Bridge | USGS Methodolgy
247 | 95 |  | D01 |  | Percent Of Suspended Sediment Particles Passing Through 0.062 MM Sieve | [SSC%FINE] = [SSC_FINE] / [SSC_TOTAL(CALC.)] * [100].
248 | 96 |  | D01 |  | Percent Of Suspended Sediment Particles Retained On 0.062 MM Sieve | [SSC_%SAND] = [SSC_SAND]/[SSC_TOTAL] (CALC) * [100].
249 | 97 |  | L01 |  | Suspended Sediment Particles Passing Through A 0.062 MM Sieve | Wet-sieve Processing Is Used To Separate Sand And Coarser Material From Finer Material. An Entire Water Sample Is Sieved Through A 0.062 Mm Mesh Sieve. The Screen Is Rinsed With Deionized Water To Wash Smaller Particles Through. Particulates Passing Through The Sieve Are Filtered Through A Tared Whatman #934-ah Glass-fiber Cruible Filter(s); Dried Below 100 Degrees C Until Visibly Dry; Then 1-2 Hours At 105 Degrees C. The Residue Is Desiccated And Weighed.
250 | 97 |  | L02 |  | Suspended Sediment Particles Passing Through A 0.062 MM Sieve | Wet-sieve Processing Is Used To Separate Sand And Coarser Material From Finer Material. An Entire Water Sample Is Sieved Through A 0.062 Mm Mesh Sieve. The Screen Is Rinsed With Deionized Water To Wash Smaller Particles Through. Particulates Passing Through The Sieve Are Transferred To A Tared Evaporating Dish And Dried Below 100 Degrees C Until Visibly Dry; Then 1-2 Hours At 105 Degrees C. The Residue Is Desiccated And Weighed.
251 | 98 |  | L01 |  | Suspended Sediment Particles Retained On A 0.062 MM Sieve | Wet-sieve Processing Is Used To Separate Sand And Coarser Material From Finer Material. An Entire Water Sample Is Sieved Through A 0.062 Mm Mesh Sieve. The Screen Is Rinsed With Deionized Water To Wash Smaller Particles Through. Particulates Retained On The Sieve Are Filtered Through A Tared Whatman #934-ah Glass-fiber Cruible Filter(s); Dried Below 100 Degrees C Until Visibly Dry; Then 1-2 Hours At 105 Degrees C. The Residue Is Desiccated And Weighed.
252 | 98 |  | L02 |  | Suspended Sediment Particles Retained On A 0.062 MM Sieve | Wet-sieve Processing Is Used To Separate Sand And Coarser Material From Finer Material. An Entire Water Sample Is Sieved Through A 0.062 Mm Mesh Sieve. The Screen Is Rinsed With Deionized Water To Wash Smaller Particles Through. Particulates Retained On The Sieve Are Transferred To A Tared Evaporating Dish And Dried Below 100 Degrees C Until Visibly Dry; Then 1-2 Hours At 105 Degrees C. The Residue Is Desiccated And Weighed.
253 | 99 |  | D01 |  | Total Sedment | [SSC_TOTAL] = [SSC_SAND] + [SSC_FINE]. Total Suspended Sediment Is Calculated Through Addition.
254 | 99 |  | L01 | NONE | Gravimetric Filtration Method; Dried At 90-105 |  | Name Change From TSSED; 7/21/2005
255 | 99 |  | L02 | NONE | Gravimetric Evaporation Method; Dried At 90-105 Degrees C |  | Name Change From TSSED; 7/21/2005
256 | 99 |  | L03 |  | Total Suspended Sediment Concentration, Unspecified Lab Method | Undocumented USGS Method
257 | 100 |  | L01 | 310.1 | Alkalinity; Titrimetric; PH 4.5 |  | From Dec Alpha
258 | 100 |  | L02 |  | Alkalinity, Unspecified Lab Method | Undocumented USGS Method
259 | 100 |  | L03 |  | Alkalinity, unspecified Lab Method 2 | Undocumented USGS Method
260 | 101 |  | F01 |  | Precalibrated Fluorescence Probe Reading | In-situ Measurement Of In-vivo Chlorophyll Using A Probe Attached To A Multi-parameter Sonde. The Instrument Induces Chlorophyll To Fluoresce By Shining A Beam Of Light And Then Measuring The Higher Wavelength Light Which Is Emitted As A Result Of The Fluorescence Process. The Output Is Processed Via The Sonde Software Providing Readings In UG/L. | Measurements Calibrated Using Grab Verif Samples
261 | 102 |  | L02 |  | Total Coliform Membrane Filter; M-FC Medium | Several Different Volumes Of Sample Are Filtered Through Sterile Membrane Filters; Which Are Placed On An M-endo Type Medium And Incubated At 35 Degrees Celcius For 24 Hours. Total Coliform Colonies Are Identified By Their Red Color With A Metallic (golden) Sheen And Counted. Results Are Reported In Units Of Colonies Per 100 Ml.
262 | 103 |  | L01 |  | Standard. Fermentation Technique (MPN) | Five Tubes Of Lauryl Trytose Medium Are Innoculated With The Sample And Incubated At 35 +/- 0.5 Degrees Celcius For 24 +/- 2 Hours. If Test Is Positive; (gas Produced); Then Innoculate Five Tubes Of Brillant Green Lactose Medium And Incubate For 48 +/- 3 Hours. The Most Probable Number (MPN) Or Estimated Mean Density Is Determined From A Probability Formula Based On The Number Of Positive Tubes. | From Dec Alpha
263 | 104 |  | D01 |  | Database Calculated TDN - Method 1 | [TDN] = [TKNF] + [NO23F]. None Of The Constituent's Values Are Outside Detection Limits. Brackets Denote Concentration.
264 | 104 |  | D01A |  | Database Calculated TDN - Method 1 - MDL | [TDN] = [TKNF] + [NO23F]. Constituent Values Below Minimum Detection Are Set Equal To The Constituent's Minumum Method Detection Limit. Brackets Denote Concentration.
265 | 104 |  | D01B |  | Database Calculated TDN - Method 1 - 1/2 MDL | [TDN] = [TKNF] + [NO23F]. Constituent Values Below Minimum Detection Are Set Equal To The One Half Of The Constituent's Minumum Method Detection Limit. Brackets Denote Concentration.
266 | 104 |  | D01D |  | Database Calculated TDN - Method 1 | [TDN] = [TKNF] + [NO23F]. Constituent Values Above Maximum Detection Are Set Equal To The Constituent's Maximum Detection Value. Brackets Denote Concentration.
267 | 104 |  | D01G |  | Database Calculated TDN - Method 1 - G | [TDN] = [TKNF] + [NO23F]. One Or More Of The Constituent Values Are Between The MDL And PQL (Or RL) Values. Brackets Denote Concentration.
268 | 104 |  | D02 |  | Database Calculated TDN - Method 2 | [TDN] = [TKNF] + [NO2F] + [NO3F]. None Of The Constituent's Values Are Outside Detection Limits. Brackets Denote Concentration.
269 | 104 |  | D02A |  | Database Calculated TDN - Method 2 - MDL | [TDN] = [TKNF] + [NO2F] + [NO3F]. Constituent Values Below Minimum Detection Are Set Equal To The Constituent's Minumum Method Detection Limit. Brackets Denote Concentration.
270 | 104 |  | D02B |  | Database Calculated TDN - Method 2 - 1/2 MDL | [TDN] = [TKNF] + [NO2F] + [NO3F]. Constituent Values Below Minimum Detection Are Set Equal To The One Half Of The Constituent's Minumum Method Detection Limit. Brackets Denote Concentration.
271 | 104 |  | D02D |  | Database Calculated TDN - Method 2 | [TDN] = [TKNF] + [NO2F] + [NO3F]. Constituent Values Above Maximum Detection Are Set Equal To The Constituent's Maximum Detection Value. Brackets Denote Concentration.
272 | 104 |  | D02G |  | Database Calculated TDN - Method 2 - G | [TDN] = [TKNF] + [NO2F] + [NO3F]. One Or More Of The Constituent Values Are Between The MDL And PQL (Or RL) Values. Brackets Denote Concentration.
273 | 104 |  | L01 |  | Alkaline Persulfate Wet Oxidation + EPA 353.2 Or EPA 353.4 | Pre-filtered Samples Are Run Through An Alkaline Persulfate Wet Oxidation To Change All N-containing Compounds Into Nitrate. Nitrate Concentration Is Determined Using An Auto Analyzer Equipped With A Cadmium Reduction Column. | From Dec Alpha
274 | 104 |  | L02 | NONE | Alkaline Persulfate Wet Oxidation + Enzyme Catalyzed Nitrate Reduction
275 | 104 |  | L03 |  | Total Dissolved Nitrogen, Unspecified Lab Method | Undocumented USGS Method
276 | 104 |  | NMC |  | No Method Code | Null Values only
277 | 105 |  | L01 |  | Alkaline Persulfate Wet Oxidation + EPA 365.1 or EPA 365 | Filtered Samples Are Run Through An Alkaline Persulfate Wet Oxidation; Which Turns Acidic And Changes All P-containing Compounds Into Phosphate. Phosphorus Is Measured As PO4 Using EPA 365.1; An Automated Spectrophotometric Method. | From Dec Alpha; Konelab Aquakem 250 (CBL; Start 4/08)
278 | 105 |  | L02 |  | Alkaline Persulfate Wet Oxidation + EPA 365.2 | Filtered Samples Are Run Through An Alkaline Persulfate Wet Oxidation; Which Turns Acidic And Changes All P-containing Compounds Into Phosphate. Phosphorus Is Measured As PO4 Using EPA 365.2; The Manual; Ascorbic Acid; Single Reagent Spectrophotometric Method. | From Dec Alpha
279 | 105 |  | L03 |  | Alkaline Persulfate Wet Oxidation + EPA 365.3 | Filtered Samples Are Run Through An Alkaline Persulfate Wet Oxidation; Which Turns Acidic And Changes All P-containing Compounds Into Phosphate. Phosphorus Is Measured As PO4 Using EPA 365.3; The Manual; Ascorbic Acid; Two Reagent Spectrophotometric Method. | From Dec Alpha
280 | 105 |  | L04 | 365.1 | Colorimetric; Automated; Ascorbic Acid
281 | 105 |  | L05 | 365.4 | Block Digestion; Automated Ascorbic Acid |  | Used For Special Duplicate DEQ Study
282 | 105 |  | L06 |  | Total Dissolved Phosphorus, Unspecified Lab Method | Undocumented USGS Method
283 | 106 |  | L01 | 160.1 | Total Dissolved Solids; Gravimetric; Dried At 180 C
284 | 107 |  | D01 |  | Database Calculated TKNF - Method 1 | [TKNF] = [TDN] - [NO23F]. None Of The Constituent's Values Are Outside Detection Limits. Brackets Denote Concentration.
285 | 107 |  | D01A |  | Database Calculated TKNF - Method 1 - MDL | [TKNF] = [TDN] - [NO23F]. Constituent Values Below Minimum Detection Are Set Equal To The Constituent's Minumum Method Detection Limit. Brackets Denote Concentration.
286 | 107 |  | D01B |  | Database Calculated TKNF - Method 1 - 1/2 MDL | [TKNF] = [TDN] - [NO23F]. Constituent Values Below Minimum Detection Are Set Equal To The One Half Of The Constituent's Minumum Method Detection Limit. Brackets Denote Concentration.
287 | 107 |  | D01D |  | Database Calculated TKNF - Method 1 | [TKNF] = [TDN] - [NO23F]. Constituent Values Above Maximum Detection Are Set Equal To The Constituent's Maximum Detection Value. Brackets Denote Concentration.
288 | 107 |  | D01G |  | Database Calculated TKNF - Method 1 - G | [TKNF] = [TDN] - [NO23F]. One Or More Of The Constituent Values Are Between The MDL And PQL (Or RL) Values. Brackets Denote Concentration.
289 | 107 |  | L01 | 351.1 | TKN Colorimetric; Automated Phenate (Indophenol) |  | Original
290 | 107 |  | L02 | 351.2 | Semi-automated Block Digestor; Colorimetric; Nitro |  | From Dec Alpha
291 | 107 |  | L03 | 351.3 | Colorimetric;nessler;titrimetric Or Potentiometric
292 | 107 |  | L04 |  | Total Kjeldahl Nitrogen, Filtered, Unspecified Lab Method | Undocumented USGS Method
293 | 107 |  | NMC |  | No Method Code | Null Values only
294 | 108 |  | D01 |  | Database Calculated TKNW - Method 1 | [TKNW] = [TN] - [NO23W]. None Of The Constituent's Values Are Outside Detection Limits. Brackets Denote Concentration.
295 | 108 |  | D01A |  | Database Calculated TKNW- Method 1 - MDL | [TKNW] = [TN] - [NO23W]. Constituent Values Below Minimum Detection Are Set Equal To The Constituent's Minumum Method Detection Limit. Brackets Denote Concentration.
296 | 108 |  | D01B |  | Database Calculated TKNW - Method 1 - 1/2 MDL | [TKNW] = [TN] - [NO23W]. Constituent Values Below Minimum Detection Are Set Equal To The One Half Of The Constituent's Minumum Method Detection Limit. Brackets Denote Concentration.
297 | 108 |  | D01D |  | Database Calculated TKNW - Method 1 | [TKNW] = [TN] - [NO23W]. Constituent Values Above Maximum Detection Are Set Equal To The Constituent's Maximum Detection Value. Brackets Denote Concentration.
298 | 108 |  | D01G |  | Database Calculated TKNW - Method 1 - G | [TKNW] = [TN] - [NO23W]. One Or More Of The Constituent Values Are Between The MDL And PQL (Or RL) Values. Brackets Denote Concentration.
299 | 108 |  | D02 |  | Database Calculated TKNW - Method 2 | [TKNW] = [PN] + [TDN] - [NO23W]. None Of The Constituent's Values Are Outside Detection Limits. Brackets Denote Concentration.
300 | 108 |  | D02A |  | Database Calculated TKNW - Method 2 - MDL | [TKNW] = [PN] + [TDN] - [NO23W]. Constituent Values Below Minimum Detection Are Set Equal To The Constituent's Minumum Method Detection Limit. Brackets Denote Concentration.
301 | 108 |  | D02B |  | Database Calculated TKNW - Method 2- 1/2 MDL | [TKNW] = [PN] + [TDN] - [NO23W]. Constituent Values Below Minimum Detection Are Set Equal To The One Half Of The Constituent's Minumum Method Detection Limit. Brackets Denote Concentration.
302 | 108 |  | D02D |  | Database Calculated TKNW - Method 2 | [TKNW] = [PN] + [TDN] - [NO23W]. Constituent Values Below Minimum Detection Are Set Equal To The One Half Of The Constituent's Minumum Method Detection Limit. Brackets Denote Concentration.
303 | 108 |  | D02G |  | Database Calculated TKNW - Method 2 - G | [TKNW] = [PN] + [TDN] - [NO23W]. One Or More Of The Constituent Values Are Between The MDL And PQL (Or RL) Values. Brackets Denote Concentration.
304 | 108 |  | D03 |  | Database Calculated TKNW - Method 3 | [TKNW] = [PN] + [TDN] - [NO23F]. None Of The Constituent's Values Are Outside Detection Limits. Brackets Denote Concentration.
305 | 108 |  | D03A |  | Database Calculated TKNW - Method 3 - MDL | [TKNW] = [PN] + [TDN] - [NO23F]. Constituent Values Below Minimum Detection Are Set Equal To The Constituent's Minumum Method Detection Limit. Brackets Denote Concentration.
306 | 108 |  | D03B |  | Database Calculated TKNW - Method 3- 1/2 MDL | [TKNW] = [PN] + [TDN] - [NO23F]. Constituent Values Below Minimum Detection Are Set Equal To The One Half Of The Constituent's Minumum Method Detection Limit. Brackets Denote Concentration.
307 | 108 |  | D03D |  | Database Calculated TKNW - Method 3 | [TKNW] = [PN] + [TDN] - [NO23F]. Constituent Values Below Minimum Detection Are Set Equal To The One Half Of The Constituent's Minumum Method Detection Limit. Brackets Denote Concentration.
308 | 108 |  | D03G |  | Database Calculated TKNW - Method 3 - G | [TKNW] = [PN] + [TDN] - [NO23F]. One Or More Of The Constituent Values Are Between The MDL And PQL (Or RL) Values. Brackets Denote Concentration.
309 | 108 |  | L01 | 351.1 | TKN Colorimetric; Automated Phenate (Indophenol) |  | From Dec Alpha
310 | 108 |  | L02 | 351.2 | Semi-automated Block Digestor; Colorimetric; Nitro |  | From Dec Alpha
311 | 108 |  | L03 | 351.3 | Colorimetric:Nessler;Titrimetic Or Potentiometric |  | From Dec Alpha
312 | 108 |  | L04 |  | Total Kjeldahl Nitrogen , Whole Water, Unspecified Lab Method | Undocumented USGS Method
313 | 108 |  | NMC |  | No Method Code | Null Values only
314 | 109 |  | D01 |  | Database Calculated TN - Method 1 | [TN] = [TKNW] + [NO23F]. None Of The Constituent's Values Are Outside Detection Limits. Brackets Denote Concentration.
315 | 109 |  | D01A |  | Database Calculated TN - Method 1 - MDL | [TN] = [TKNW] + [NO23F]. Constituent Values Below Minimum Detection Are Set Equal To The Constituent's Minumum Method Detection Limit. Brackets Denote Concentration.
316 | 109 |  | D01B |  | Database Calculated TN - Method 1 - 1/2 MDL | [TN] = [TKNW] + [NO23F]. Constituent Values Below Minimum Detection Are Set Equal To The One Half Of The Constituent's Minumum Method Detection Limit. Brackets Denote Concentration.
317 | 109 |  | D01D |  | Database Calculated TN - Method 1 | [TN] = [TKNW] + [NO23F]. Constituent Values Above Maximum Detection Are Set Equal To The Constituent's Maximum Detection Value. Brackets Denote Concentration.
318 | 109 |  | D01G |  | Database Calculated TN - Method 1 - G | [TN] = [TKNW] + [NO23F]. One Or More Of The Constituent Values Are Between The MDL And PQL (Or RL) Values. Brackets Denote Concentration.
319 | 109 |  | D02 |  | Database Calculated TN - Method 2 | [TN] = [TKNW] + [NO2F] + [NO3F]. None Of The Constituent's Values Are Outside Detection Limits. Brackets Denote Concentration.
320 | 109 |  | D02A |  | Database Calculated TN - Method 2 - MDL | [TN] = [TKNW] + [NO2F] + [NO3F]. Constituent Values Below Minimum Detection Are Set Equal To The Constituent's Minumum Method Detection Limit. Brackets Denote Concentration.
321 | 109 |  | D02B |  | Database Calculated TN - Method 2 - 1/2 MDL | [TN] = [TKNW] + [NO2F] + [NO3F]. Constituent Values Below Minimum Detection Are Set Equal To The One Half Of The Constituent's Minumum Method Detection Limit. Brackets Denote Concentration.
322 | 109 |  | D02D |  | Database Calculated TN - Method 2 | [TN] = [TKNW] + [NO2F] + [NO3F]. Constituent Values Above Maximum Detection Are Set Equal To The Constituent's Maximum Detection Value. Brackets Denote Concentration.
323 | 109 |  | D02G |  | Database Calculated TN - Method 2 - G | [TN] = [TKNW] + [NO2F] + [NO3F]. One Or More Of The Constituent Values Are Between The MDL And PQL (Or RL) Values. Brackets Denote Concentration.
324 | 109 |  | D03 |  | Database Calculated TN - Method 3 | [TN] = [PON] + [TDN]. None Of The Constituent's Values Are Outside Detection Limits. Brackets Denote Concentration.
325 | 109 |  | D03A |  | Database Calculated TN - Method 3 - MDL | [TN] = [PON] + [TDN]. Constituent Values Below Minimum Detection Are Set Equal To The Constituent's Minumum Method Detection Limit. Brackets Denote Concentration.
326 | 109 |  | D03B |  | Database Calculated TN - Method 3 - 1/2 MDL | [TN] = [PON] + [TDN]. Constituent Values Below Minimum Detection Are Set Equal To The One Half Of The Constituent's Minumum Method Detection Limit. Brackets Denote Concentration.
327 | 109 |  | D03D |  | Database Calculated TN - Method 3 | [TN] = [PON] + [TDN]. Constituent Values Above Maximum Detection Are Set Equal To The Constituent's Maximum Detection Value. Brackets Denote Concentration.
328 | 109 |  | D03G |  | Database Calculated TN - Method 3 - G | [TN] = [PON] + [TDN]. One Or More Of The Constituent Values Are Between The MDL And PQL (Or RL) Values. Brackets Denote Concentration.
329 | 109 |  | D04 |  | Database Calculated TN - Method 4 | [TN] = [PN] + [TDN]. None Of The Constituent's Values Are Outside Detection Limits. Brackets Denote Concentration.
330 | 109 |  | D04A |  | Database Calculated TN - Method 4 - MDL | [TN] = [PN] + [TDN]. Constituent Values Below Minimum Detection Are Set Equal To The Constituent's Minumum Method Detection Limit. Brackets Denote Concentration.
331 | 109 |  | D04B |  | Database Calculated TN - Method 4 - 1/2 MDL | [TN] = [PN] + [TDN]. Constituent Values Below Minimum Detection Are Set Equal To The One Half Of The Constituent's Minumum Method Detection Limit. Brackets Denote Concentration.
332 | 109 |  | D04D |  | Database Calculated TN - Method 4 | [TN] = [PN] + [TDN]. Constituent Values Above Maximum Detection Are Set Equal To The Constituent's Maximum Detection Value. Brackets Denote Concentration.
333 | 109 |  | D04G |  | Database Calculated TN - Method 4 - G | [TN] = [PN] + [TDN]. One Or More Of The Constituent Values Are Between The MDL And PQL (Or RL) Values. Brackets Denote Concentration.
334 | 109 |  | D05 |  | Database Calculated TN - Method 5 | [TN] = [TKNW] + [NO23W]. None Of The Constituent's Values Are Outside Detection Limits. Brackets Denote Concentration.
335 | 109 |  | D05A |  | Database Calculated TN - Method 5 - MDL | [TN] = [TKNW] + [NO23W]. Constituent Values Below Minimum Detection Are Set Equal To The Constituent's Minumum Method Detection Limit. Brackets Denote Concentration.
336 | 109 |  | D05B |  | Database Calculated TN - Method 5 - 1/2 MDL | [TN] = [TKNW] + [NO23W]. Constituent Values Below Minimum Detection Are Set Equal To The One Half Of The Constituent's Minumum Method Detection Limit. Brackets Denote Concentration.
337 | 109 |  | D05D |  | Database Calculated TN - Method 5 | [TN] = [TKNW] + [NO23W]. Constituent Values Above Maximum Detection Are Set Equal To The Constituent's Maximum Detection Value. Brackets Denote Concentration.
338 | 109 |  | D05G |  | Database Calculated TN - Method 5 - G | [TN] = [TKNW] + [NO23W]. One Or More Of The Constituent Values Are Between The MDL And PQL (Or RL) Values. Brackets Denote Concentration.
339 | 109 |  | L01 |  | Alkaline Persulfate Digestion + EPA Method 353.2 | A Whole Water Sample Is Digested Using An Alkaline Persulfate Wet Oxidation To Change All N-containing Compounds Into Nitrate. Nitrate Concentration Is Determined Using An Auto Analyzer Equipped With A Cadmium Reduction Column.
340 | 109 |  | L02 |  | Total Nitrogen, Unspecified Lab Method | Undocumented USGS Method
341 | 109 |  | NMC |  | No Method Code | Null Values only
342 | 110 |  | D01 |  | Database Calculated TOC - Method 1 | [TOC] = [POC] + [DOC]. None Of The Constituent's Values Are Outside Detection Limits. Brackets Denote Concentration.
343 | 110 |  | D01A |  | Database Calculated TOC - Method 1 - MDL | [TOC] = [POC] + [DOC]. Constituent Values Below Minimum Detection Are Set Equal To The Constituent's Minumum Method Detection Limit. Brackets Denote Concentration.
344 | 110 |  | D01B |  | Database Calculated TOC - Method 1 - 1/2 MDL | [TOC] = [POC] + [DOC]. Constituent Values Below Minimum Detection Are Set Equal To The One Half Of The Constituent's Minumum Method Detection Limit. Brackets Denote Concentration.
345 | 110 |  | D01D |  | Database Calculated TOC - Method 1 | [TOC] = [POC] + [DOC]. Constituent Values Above Maximum Detection Are Set Equal To The Constituent's Maximum Detection Value. Brackets Denote Concentration.
346 | 110 |  | D01G |  | Database Calculated TOC - Method 1 - G | [TOC] = [POC] + [DOC]. One Or More Of The Constituent Values Are Between The MDL And PQL (Or RL) Values. Brackets Denote Concentration.
347 | 110 |  | D02 |  | Database Calculated TOC - Method 2 | [TOC] = [PC] - [PIC] + [DOC]. None Of The Constituent's Values Are Outside Detection Limits. Brackets Denote Concentration.
348 | 110 |  | D02A |  | Database Calculated TOC - Method 2 - MDL | [TOC] = [PC] - [PIC] + [DOC]. Constituent Values Below Minimum Detection Are Set Equal To The Constituent's Minumum Method Detection Limit. Brackets Denote Concentration.
349 | 110 |  | D02B |  | Database Calculated TOC - Method 2 - 1/2 MDL | [TOC] = [PC] - [PIC] + [DOC]. Constituent Values Below Minimum Detection Are Set Equal To The One Half Of The Constituent's Minumum Method Detection Limit. Brackets Denote Concentration.
350 | 110 |  | D02D |  | Database Calculated TOC - Method 2 | [TOC] = [PC] - [PIC] + [DOC]. Constituent Values Above Maximum Detection Are Set Equal To The Constituent's Maximum Detection Value. Brackets Denote Concentration.
351 | 110 |  | D02G |  | Database Calculated TOC - Method 2 - G | [TOC] = [PC] - [PIC] + [DOC]. One Or More Of The Constituent Values Are Between The MDL And PQL (Or RL) Values. Brackets Denote Concentration.
352 | 110 |  | L01 | 415.1 | Combustion Infrared Method |  | From Dec Alpha
353 | 110 |  | L02 |  | Wet Oxidation Method | An Unfiltered Sample Is Acidified; Purged Of Dissolved Inorganic Carbon And Subjected To A Heated Acid Persulfate Digestion In An Autoclave At 116-130 C. Detection Of Carbon Dioxide Produced Is By Non-dispersive Infrared Detector. | From Dec Alpha,; OI Carbon Analyzer; Horiba Pir 2000
354 | 110 |  | L03 |  | UV Or Heated Persulfate Oxidation | An Unfiltered Sample Is Placed Into The Instrument Where It Is Combined With Acid Persulfate Then Exposed To Either Ultraviolet Light Or Heat (95-100 Degrees C) To Oxidize Organic Carbon To CO2. Inorganic Carbon Is Removed By The Instument By Vacuum Degassing Or By Subtracting The CO2 Of A Split; Unreacted Sample. CO2 Is Detected With A Non-dispersive Infrared Detector Or Conductivity Detector. | Astro 1850 TOC Analyzer (dhmh; 1985); OI 700 (CBL 2/87-12/95)
355 | 110 |  | L04 |  | Total Organic Carbon, Unspecified Lab Method | Undocumented USGS Method
356 | 110 |  | NMC |  | No Method Code | Null Values only
357 | 111 |  | D01 |  | Database Calculated TON - Method 1 | [TON] = [TKNW] - [NH4F]. None Of The Constituent's Values Are Outside Detection Limits. Brackets Denote Concentration.
358 | 111 |  | D01A |  | Database Calculated TON - Method 1 - MDL | [TON] = [TKNW] - [NH4F]. Constituent Values Below Minimum Detection Are Set Equal To The Constituent's Minumum Method Detection Limit. Brackets Denote Concentration.
359 | 111 |  | D01B |  | Database Calculated TON - Method 1 - 1/2 MDL | [TON] = [TKNW] - [NH4F]. Constituent Values Below Minimum Detection Are Set Equal To The One Half Of The Constituent's Minumum Method Detection Limit. Brackets Denote Concentration.
360 | 111 |  | D01D |  | Database Calculated TON - Method 1 | [TON] = [TKNW] - [NH4F]. Constituent Values Above Maximum Detection Are Set Equal To The Constituent's Maximum Detection Value. Brackets Denote Concentration.
361 | 111 |  | D01G |  | Database Calculated TON - Method 1 - G | [TON] = [TKNW] - [NH4F]. One Or More Of The Constituent Values Are Between The MDL And PQL (Or RL) Values. Brackets Denote Concentration.
362 | 111 |  | D02 |  | Database Calculated TON - Method 2 | [TON] = [PN] + [TDN] - [NH4F] - [NO23F]. None Of The Constituent's Values Are Outside Detection Limits. Brackets Denote Concentration.
363 | 111 |  | D02A |  | Database Calculated TON - Method 2 - MDL | [TON] = [PN] + [TDN] - [NH4F] - [NO23F]. Constituent Values Below Minimum Detection Are Set Equal To The Constituent's Minumum Method Detection Limit. Brackets Denote Concentration.
364 | 111 |  | D02B |  | Database Calculated TON - Method 2 - 1/2 MDL | [TON] = [PN] + [TDN] - [NH4F] - [NO23F]. Constituent Values Below Minimum Detection Are Set Equal To The One Half Of The Constituent's Minumum Method Detection Limit. Brackets Denote Concentration.
365 | 111 |  | D02D |  | Database Calculated TON - Method 2 | [TON] = [PN] + [TDN] - [NH4F] - [NO23F]. Constituent Values Above Maximum Detection Are Set Equal To The Constituent's Maximum Detection Value. Brackets Denote Concentration.
366 | 111 |  | D02G |  | Database Calculated TON - Method 2 - G | [TON] = [PN] + [TDN] - [NH4F] - [NO23F]. One Or More Of The Constituent Values Are Between The MDL And PQL (Or RL) Values. Brackets Denote Concentration.
367 | 111 |  | D03 |  | Database Calculated TON - Method 3 | [TON] = [PN] + [TDN] - [NH4F] - [NO2F] - [NO3F]. None Of The Constituent's Values Are Outside Detection Limits. Brackets Denote Concentration.
368 | 111 |  | D03A |  | Database Calculated TON - Method 3 - MDL | [TON] = [PN] + [TDN] - [NH4F] - [NO2F] - [NO3F].Constituent Values Below Minimum Detection Are Set Equal To The Constituent's Minumum Method Detection Limit. Brackets Denote Concentration.
369 | 111 |  | D03B |  | Database Calculated TON - Method 3 - 1/2 MDL | [TON] = [PN] + [TDN] - [NH4F] - [NO2F] - [NO3F].Constituent Values Below Minimum Detection Are Set Equal To The One Half Of The Constituent's Minumum Method Detection Limit. Brackets Denote Concentration.
370 | 111 |  | D03D |  | Database Calculated TON - Method 3 | [TON] = [PN] + [TDN] - [NH4F] - [NO2F] - [NO3F]. Constituent Values Above Maximum Detection Are Set Equal To The Constituent's Maximum Detection Value. Brackets Denote Concentration.
371 | 111 |  | D03G |  | Database Calculated TON - Method 3 - G | [TON] = [PN] + [TDN] - [NH4F] - [NO2F] - [NO3F]. One Or More Of The Constituent Values Are Between The MDL And PQL (Or RL) Values. Brackets Denote Concentration.
372 | 111 |  | D04 |  | Database Calculated TON - Method 4 - G | [TON] = [TN] - [NH4F] - [NO23F]. None Of The Constituent's Values Are Outside Detection Limits. Brackets Denote Concentration.
373 | 111 |  | D04A |  | Database Calculated TON - Method 4 - MDL | [TON] = [TN] - [NH4F] - [NO23F]. Constituent Values Below Minimum Detection Are Set Equal To The Constituent's Minumum Method Detection Limit. Brackets Denote Concentration.
374 | 111 |  | D04B |  | Database Calculated TON - Method 4 - 1/2 MDL | [TON] = [TN] - [NH4F] - [NO23F]. Constituent Values Below Minimum Detection Are Set Equal To The One Half Of The Constituent's Minumum Method Detection Limit. Brackets Denote Concentration.
375 | 111 |  | D04D |  | Database Calculated TON - Method 4 | [TON] = [TN] - [NH4F] - [NO23F]. Constituent Values Above Maximum Detection Are Set Equal To The Constituent's Maximum Detection Value. Brackets Denote Concentration.
376 | 111 |  | D04G |  | Database Calculated TON - Method 4 - G | [TON] = [TN] - [NH4F] - [NO23F]. One Or More Of The Constituent Values Are Between The MDL And PQL (Or RL) Values. Brackets Denote Concentration.
377 | 111 |  | L01 |  | Total Organic Nitrogen,specific Conductance, Unspecified Lab Method | Undocumented USGS Method
378 | 111 |  | NMC |  | No Method Code | Null Values only
379 | 113 |  | F01 |  | Total Depth | Measured By Ships Fathometer
380 | 113 |  | F02 |  | Total Depth | In-situ Pressure Sensor
381 | 113 |  | F03 |  | Total Depth | Directly Measured With Ruler Or Other Marked Measureing Device
382 | 113 |  | NA |  | Shallow Water Total Depth Method | Shallow Water Total Depth Method
383 | 114 |  | D01 |  | Database Calculated TP- Method 1 | [TP] = [PP] + [TDP]. None Of The Constituent's Values Are Outside Detection Limits. Brackets Denote Concentration.
384 | 114 |  | D01A |  | Database Calculated TP - Method 1 - MDL | [TP] = [PP] + [TDP]. Constituent Values Below Minimum Detection Are Set Equal To The Constituent's Minumum Method Detection Limit. Brackets Denote Concentration.
385 | 114 |  | D01B |  | Database Calculated TP - Method 1 - 1/2 MDL | [TP] = [PP] + [TDP]. Constituent Values Below Minimum Detection Are Set Equal To The One Half Of The Constituent's Minumum Method Detection Limit. Brackets Denote Concentration.
386 | 114 |  | D01D |  | Database Calculated TP - Method 1 | [TP] = [PP] + [TDP]. Constituent Values Above Maximum Detection Are Set Equal To The Constituent's Maximum Detection Value. Brackets Denote Concentration.
387 | 114 |  | D01G |  | Database Calculated TP - Method 1 - G | [TP] = [PP] + [TDP]. One Or More Of The Constituent Values Are Between The MDL And PQL (Or RL) Values. Brackets Denote Concentration.
388 | 114 |  | L01 | 365.4 | Colorimetric; Automated; Block Digestor Aaii |  | From Dec Alpha
389 | 114 |  | L02 | 365.2 | Colorimetric; Manual; Ascorbic Acid; Single Reagent |  | From Dec Alpha
390 | 114 |  | L03 | 365.3 | Colorimetric; Manual; Ascorbic Acid; Two Reagent |  | From Dec Alpha
391 | 114 |  | L04 | 365.1 | Colorimetric; Automated; Ascorbic Acid |  | From Dec Alpha
392 | 114 |  | L05 | 365.1 | Alkaline Persulfate Digestion And EPA 365.1 | A Heated Alkaline Persulfate Digestion Converts Organic P To PO4. The Digestate Is Analyzed In An Autoanalyzer Where Ammonium Molybdate And Antimony Potassium Tartrate (2-reagent) React In An Acid Medium With Dilute Solutions Of Phosphorus To Form An Antimony-phospho-molybdate Complex. This Complex Is Reduced To An Intensely Blue-colored Complex By Absorbic Acid. The Color Is Proportional To The Phosphorus Concentration. Color Is Measured At 650; 660 Or 680 NM.
393 | 114 |  | L06 |  | Total Phosphorus, Unspecified Lab Method | Undocumented USGS Method
394 | 114 |  | L07 |  | Phosphorus, WU, Microkj ASF, HG | USGS Methodolgy
395 | 114 |  | NMC |  | No Method Code | Null Values only
396 | 115 |  | L01 | 160.3 | Total Solids Dried At 103-105 Degrees
397 | 116 |  | L01 | 160.2 | Gravimetric; Dried At 103-105 C |  | From Dec Alpha
398 | 117 |  | L01 |  | Formazin Turbidity Units | Turbidity Determination Using The Formazin Turbidity Method. FTU Units Are Comparable To NTU Units
399 | 118 |  | L01 |  | Jackson Turbidity Units | Jackson Candle Method Determination
400 | 119 |  | F01 | NONE | Nephelometric; 780-900 nm light source; single detector | Turbidity; YSI 6136 probe (or equivalent) in-situ field instrument with a monochrome near infra-red LED light; 780-900 nm; single detector; 90 degree detection angle
401 | 163 |  | F02 | NONE | Nephelometric; 780-900 nm light source; single detector; YSI 6026 | Turbidity; YSI 6026 in-situ field instrument with a monochrome near infra-red LED light; 780-900 nm; single detector; 90 degree detection angle
402 | 119 |  | L01 | 180.1 | Nephelometric | Lab instrument with a white or broadband (400 - 680nm) light source; 90 degree detection angle; single detector
403 | 119 |  | UNK | NONE | In-situ Nephelometric-unknown YSI |  | UNk To Be Used As An Interim DNR; 2003 SWM
404 | 120 |  | F01 |  | Stream Current Velocity | Current Meter Estimate Of Stream Current Speed
405 | 121 |  | D01 |  | Database Calculated VSS- Method 1 | [VSS] = [TSS] - [FSS]. None Of The Constituent's Values Are Outside Detection Limits. Brackets Denote Concentration.
406 | 121 |  | D01A |  | Database Calculated VSS - Method 1 - MDL | [VSS] = [TSS] - [FSS]. Constituent Values Below Minimum Detection Are Set Equal To The Constituent's Minumum Method Detection Limit. Brackets Denote Concentration.
407 | 121 |  | D01B |  | Database Calculated VSS - Method 1 - 1/2 MDL | [VSS] = [TSS] - [FSS]. Constituent Values Below Minimum Detection Are Set Equal To The One Half Of The Constituent's Minumum Method Detection Limit. Brackets Denote Concentration.
408 | 121 |  | D01D |  | Database Calculated VSS - Method 1 | [VSS] = [TSS] - [FSS]. Constituent Values Above Maximum Detection Are Set Equal To The Constituent's Maximum Detection Value. Brackets Denote Concentration.
409 | 121 |  | D01G |  | Database Calculated VSS - Method 1 - G | [VSS] = [TSS] - [FSS]. One Or More Of The Constituent Values Are Between The MDL And PQL (Or RL) Values. Brackets Denote Concentration.
410 | 121 |  | L01 | 160.4 | Gravimetric; Ignition At 550 C
411 | 121 |  | NMC |  | No Method Code | Null Values only
412 | 122 |  | F01 |  | Total Channel Width | Directly Measured With Ruler Or Other Marked Measureing Device
413 | 123 |  | F01 | 170.1 | In-situ Thermistor
414 | 123 |  | F02 | 170.1 | Thermometric
415 | 123 |  | F03 |  | Water Temperature, Unspecified Field Method | Undocumented USGS Method
416 | 124 |  | L01 | 200.7 | Total Zinc; Atomic Emission Spectrometric
417 | 125 |  | L01 |  | Dissolved Zinc
418 | 125 |  | L02 | 289.1 | Dissolved Zinc
419 | 126 |  | NA |  | Maryland DNR Fluorescence Method
420 | 127 |  | L01 | 285.1 | Potassium
421 | 127 |  | L02 | 200.6 | Metals - Calcium, Magnesium, Potassium & Sodium
422 | 128 |  | NA |  | Shallow Water Measured Depth Method | Shallow Water Measured Depth Method
423 | 129 |  | F01 |  | Air Temperature, Measured In The Field
424 | 129 |  | F02 |  | Air Temperature, Unspecified Field Method | Undocumented USGS Method
425 | 130 |  | F01 |  | Barometric Pressure, measured in the field
426 | 144 |  | L01 |  | Optical Density Measurement Sample Volume | The total volume of the water sample collected for optical density measurements
427 | 131 |  | L01 |  | Optical Density Measurement Extract Volume | The volume of sub-sample extracted from the original sample for optical density measurements
428 | 132 |  | L01 |  | Optical Density Measurement Light Path | Light path length used to measure optical density
429 | 133 |  | L01 |  | OD480B; Optical Density Reading | Optical density reading taken at a wavelength of 480 nm before acidification
430 | 134 |  | L01 |  | OD510B; Optical Density Reading | Optical density reading taken at a wavelength of 510 nm before acidification
431 | 135 |  | L01 |  | OD630B; Optical Density Reading | Optical density reading taken at a wavelength of 630 nm before acidification
432 | 136 |  | L01 |  | OD645B; Optical Density Reading | Optical density reading taken at a wavelength of 645 nm before acidification
433 | 137 |  | L01 |  | OD647B; Optical Density Reading | Optical density reading taken at a wavelength of 647 nm before acidification
434 | 138 |  | L01 |  | OD663A; Optical Density Reading | Optical density reading taken at a wavelength of 663 nm after acidification
435 | 139 |  | L01 |  | OD663B; Optical Density Reading | Optical density reading taken at a wavelength of 663 nm before acidification
436 | 140 |  | L01 |  | OD664B; Optical Density Reading | Optical density reading taken at a wavelength of 664 nm before acidification
437 | 141 |  | L01 |  | OD665A; Optical Density Reading | Optical density reading taken at a wavelength of 665 nm after acidification
438 | 142 |  | L01 |  | OD750A; Optical Density Reading | Optical density reading taken at a wavelength of 750 nm after acidification
439 | 143 |  | L01 |  | OD750B; Optical Density Reading | Optical density reading taken at a wavelength of 750 nm before acidification
440 | 164 |  | L01 | 180.1 | Turbidity: Nephelometric Turbidity Ratio Units | Turbidity; white or broadband (400 - 680nm) light source; 90 degree detection angle; multiple detectors with ratio compensation
441 | 51 |  | L03 | 200.7 | Atomic Emission Spectometry | Calcium and Magnesium Carbonates; ICP
442 | 95 |  | L01 |  | Percent Of Suspended Sediment Particles Passing Through 0.062 MM Sieve
443 | 96 |  | L01 |  | Percent Of Suspended Sediment Particles Retained On 0.062 MM Sieve
444 | 163 |  | F01 |  | Nephelometric; 780-900 nm light source; single detector | Turbidity; YSI 6136 probe (or equivalent) in-situ field instrument with a monochrome near infra-red LED light; 780-900 nm; single detector; 90 degree detection angle
445 | 165 |  | L01 |  | 9223B Enzyme Substrate Test | A specified volume of sample (typically 100 mL) is mixed with commercially prepared enzyme substrates and incubated at 35 +/- 0.5 C. Beta-glucuronidase, an enzyme produced by E. coli, is detected by hydrolysis of the fluorescent substrate MUG (4-methylumbelliferyl-beta-D-glucuronide). Hydrolyzed ONPG is seen as a yellow color after incubation for 24 to 28 h; hydrolyzed CPRG is seen as a red or magenta color after incubation for 28 to 48 h - either condition is positive for total coliforms. No color from ONPG, or a yellow color from CPRG, is negative for total coliforms. Hydrolyzed MUG is seen as blue fluorescence when viewed under long-wavelength (366-nm) ultraviolet light, indicating a positive test for E. coli.
446 | 165 |  | L02 |  | Coliscan Easy Gel; Kit method | Coliscan Easygel or MF Medium for the growth of ECOLI and Coliform bacteria.
447 | 166 |  | L01 |  | ASTM Method (#D6503-99) | IDEXX Enterolert; based on IDEXXs patented Defined Substrate Technology (DST). Enterolert utilizes a nutrient indicator that fluoresces when metabolized.
448 | 166 |  | L02 |  | USEPA Method 1600 | Membrane Filtration; m-EI prepared Agar Plates
449 | 23 |  | F01 |  | In-situ Measurement With Probe | Chloride sonde probe employs a solid state membrane attached to a conductive wire. When the probe is immersed in water, a potential is established across the membrane that depends on the amount of chloride in the medium.

## Lab
Table = CEDR.SharedData.Laboratory
LaboratoryId | OrganizationId | LaboratoryCode | OrganizationFormalName
1 | 5 | CBL | Chesapeake Bay Biological Laboratory
19 | 11 | EA | Ecological Analysis, Incorporated
20 | 35 | ODU/BEL | Old Dominion University, Benthic Ecology Laboratory
2 | 39 | PADEP | Pennsylvania Department Of Environmental Protection
3 | 43 | SRBC | Susquehanna River Basin Commission
4 | 60 | VADCLS | Virginia Division of Consolidated Laboratory Services
21 | 70 | VERSAR/BEL | Versar Incorporated-Estuarine and Marine Ecology, Benthic Ecology Laboratory
5 | 72 | VIMS | Virginia Institute of Marine Science
22 | 73 | VIMS/BEL | Virginia Institute of Marine Science, School Of Marine Science, Benthic Ecology Laboratory
23 | 81 | ALS | ALS Environmental
6 | 85 | DEDNREC | Delaware Department of Natural Resources and Environmental Control-Division of Water Resources, General Assessment Monitoring Network
7 | 93 | ODU | Old Dominion University, Department of Chemistry and Biochemistry, Water Quality Laboratory
8 | 102 | AMRL | Old Dominion University Applied Marine Research Laboratory
9 | 103 | BPFL | District of Columbia Department of the Environment-Blue Plains Field Laboratory
10 | 104 | CRL | Environmental Protection Agency, Central Regional Laboratory
11 | 105 | MDHMH | Maryland Department of Health and Mental Hygiene
12 | 106 | MDHMH-WM | Maryland Department Of Health And Mental Hygiene-Western Maryland Lab
13 | 107 | NYDEC | Columbia Analytical Services, Inc.
14 | 108 | SMRP | St Mary's College of Maryland
15 | 109 | UMCES-AL | University of Maryland Appalachian Laboratory
16 | 110 | USGS-KDSL | USGS Kentucky Water Science Center,Sediment Laboratory
17 | 111 | USGS-NWQL | USGS National Water Quality Laboratory, Denver Federal Center
18 | 112 | VCU | Virginia Commonwealth University-Old Linwood Hall Laboratory
24 | 118 | ALS-MIDDLETOWN | ALS Environmental Laboratory - Middletown, PA
25 | 121 | ACARL | ALLARM Community Aquatic Research Laboratory
26 | 126 | MBCR | Microbac Richmond
27 | 127 | RWWTP | City of Richmond Waste Water Treatment Plant
28 | 128 | UMCES-HPL | UMD Horn Point Laboratory
29 | 129 | ECL | Envirocorp Laboratories Inc.
30 | 130 | AACC | Anne Arundel Community College
31 | 131 | ARK | Anacostia Riverkeeper
33 | 145 | JRA | James River Association
34 | 156 | BU | Bucknell University Biology Laboratory
35 | 157 | DCLS | Division of Consolidated Laboratory Services
36 | 158 | ECOL | EnviroCompliance Laboratories Inc.
37 | 159 | GPL | Gloucester Point Laboratory
38 | 160 | HRSD | Hampton Roads Sanitation District
39 | 161 | MLCB | Microbac Baltimore
40 | 162 | PRK | Potomac RiverKeeper
41 | 163 | RCA | Rivanna Conservation Alliance
42 | 164 | SU | Salisbury University Nutrient Laboratory
43 | 165 | SUBST | Salisbury University Bacteria Source Tracking Laboratory
44 | 166 | UD | University of Delaware
45 | 175 | CSI | Community Science Institute
46 | 215 | AC | Analytics Corp
47 | 216 | LIME | Penn State Institute of the Energy and the Environmental Energy and Environmental Sustainability Laboratories
48 | 217 | LHUG | Loch Haven University Geophysics
49 | 226 | HCCCWS | Hood College Center for Coastal and Watershed Studies

## Problem
Table = CEDR.MeasuredMetric.ResultStatusIdentifier
ResultStatusId | ResultStatus | ResultStatusDescription
1 | A | Laboratory Accident
2 | AA | Field Accident
3 | B | Chemical Matrix Interference
4 | C | Instrument Failure
5 | CC | Cannot Calculate Given Available Data
6 | D | Insufficient Sample
7 | DD | Sample Size Not Reported (Assumed)
8 | E | Sample Received After Holding Time
9 | F | Post-Calibration Failure Likely Due To Equipment Damage After Sampling; Data Appear Normal
10 | FF | Mean Reported Due To Poor Replication between Pads
12 | GG | Sample Analyzed After Holding Time
13 | I | Suspect Value Has Been Verified Correct
14 | IQ | Cannot Determine If Part Exceeds Whole Value and Whether Or Not Difference Is Within Analytical Precision
15 | J | Incorrect Sample Fraction for Analysis
16 | JJ | Volume Filtered Not Recorded (Assumed)
17 | L | LICOR Calibration Off By >= 10% per Year. Use with Calculated KD Where Prob Of LU, LS, LB Exist In Raw
18 | LB | LICOR Calibration Off By >= 10% per Year for Both Air And Upward Facing Sensors
19 | LS | LICOR Calibration Off By >= 10% per Year for Air Sensor
20 | LU | LICOR Calibration Off By >= 10% per Year for Upward Facing Sensor
21 | MM | Over 20% of Sample Adhered To Pouch And Outside Of Pad
22 | NN | Particulates Found In Filtered Sample
23 | NQ | Part Exceeds Whole Value and Difference Is Not Within Analytical Precision
24 | NV | Negative Calculated Value Is Valid Given Precision of Measured Water Quality Parameters; Actual Calculated Concentration Likely Is Low; Possibly Less Than PQLS of Measured Water Quality Parameters
25 | P | Provisional Data
26 | QQ | Part Exceeds Whole Value yet Difference Is Within Analytical Precision
27 | R | Sample Contaminated
28 | RR | No sample received by lab from field office
29 | SS | Sample rejected due to high suspended sediment concentration
30 | TP | Torn filter pad
31 | U | Matrix problem resulting from the interrelationship between variables such as PH and ammonia
32 | UN | For DCDOH data, these values are issues or are nulls with no assigned problem codes. 8/27/2008
33 | V | Sample results rejected due to QC criteria
34 | WW | High optical density (750 nm); actual value recorded
35 | X | Sample not preserved properly
36 | N | None
37 | Q | Analyte present; Reported value is estimated; CONC is below the range for quantitation

## PrecisionPc
Table = CEDR.MeasuredMetric.ResultStatusPrecisionIdentifier
ResultStatusPrecisionIdentifierId | ResultStatusPrecisionIdentifierCode | ResultStatusPrecisionIdentifierDescription
1 | HI | High relative percent difference in duplicate sample measurements.

## BiasPC
Table = CEDR.MeasuredMetric.ResultStatusBiasIdentifier
ResultStatusBiasIdentifierId | ResultStatusBiasIdentifierCode | ResultStatusBiasIdentifierDescription
1 | BB | Spurious or persistent contamination that appears to affect blanks only. Contamination is related to the manner or equipment or supplies used to obtain the blank; such as contaminated source water.
2 | BM | Biased measurement; concentration could reflect contamination bias; associated field blank concentrations were within same magnitude and could contribute at least 10% to the measured water quality parameter concentration.
3 | CB | Spurious or persistent contamination; which appears to reflect the manner or equipment or supplies used to obtain blanks and associated water quality samples.
4 | UB | Concentration of field blank reflects initial or isolated occurrence of contamination; source of contamination under investigation.

## TierLevel
Table = CEDR.SharedData.TierLevel
TierLevelId | TierLevelType | TierLevelDescription
1 | T1 | Tier 1
2 | T2 | Tier 2
3 | T3 | Tier 3
4 | P1 | Provisional Tier 1
5 | P2 | Provisional Tier 2
6 | P3 | Provisional Tier 3